{"text_format":"1","workbook":"xlsx","n_sheets":1,"sheets":["TARIF COMPLET TOUT PRODUIT"],"not_rendered":{"charts":0,"images":7,"macros":1,"external_links":0,"defined_names":2,"comments":0,"pivot_tables":0},"unopened":[],"bounds":{"document_bytes":16777216,"sheet_cells":100000,"rows_first":2000,"rows_last":500,"rows_between":2000,"halvings":0,"cell_chars":16384,"cell_head_chars":4096},"cells_cut":0,"cells_raw":0,"read":"whole","date_system":"1900"}

{"sheet":"TARIF COMPLET TOUT PRODUIT","index":0,"n_rows":1491,"n_cols":8,"rows_kept":1491,"cut":false,"hidden":false,"merged":[[4,0,4,1]]}
[]
[]
[]
[]
[]
["Référence","Désignation","Code famille","Famille","Unité de vente","Prix de vente\n 2018","Catalogue","\nCatalogue Flexible"]
["210301","TPL 80 Lg 1,5 - CONDUIT PLAT PVC RIGIDE LIVRE PLIE A PLAT 40X110 LG","4306","CONDUITS RIGIDE PVC","Pièce",14.06,"OUI","OUI"]
["210309","FXR 80 - FIXATIONS POUR CONDUIT TPL80 (X3)","4306","CONDUITS RIGIDE PVC","Pièce",15.08,"OUI","OUI"]
["210310","MCR 80 - MANCHON PVC RIGIDE RECT 40X110MM","4306","CONDUITS RIGIDE PVC","Pièce",3.17,"OUI","OUI"]
["210311","CDM 80 - COUDE MIXTE PVC RIGIDE RECT 40X110 - Ø80","4306","CONDUITS RIGIDE PVC","Pièce",7.11,"OUI","OUI"]
["210312","MCM 80 - MANCHON MIXTE PVC RIGIDE RECT 40X110 - Ø80","4306","CONDUITS RIGIDE PVC","Pièce",7.11,"OUI","OUI"]
["210313","CVR 80 - COUDE 90° VERTICAL PVC RIGIDE RECT 40X110","4306","CONDUITS RIGIDE PVC","Pièce",6.32,"OUI","OUI"]
["210314","CHR 80 - COUDE 90° HORIZONT PVC RIGIDE RECT 40X110","4306","CONDUITS RIGIDE PVC","Pièce",7.11,"OUI","OUI"]
["210321","TPL 200 Lg 1,5 - CONDUIT PVC RIGIDE 55X110 LG 1,5M","4306","CONDUITS RIGIDE PVC","Pièce",15.86,"OUI","OUI"]
["210322","TPL 200 Lg 3 - CONDUIT PLAT PVC RIGIDE LIVRE PLIE A PLAT 55X110 LG 3M","4306","CONDUITS RIGIDE PVC","Pièce",36.83,"OUI","OUI"]
["210323","TPR 200 Lg 1,5 - CONDUIT PLAT PVC RIGIDE RECT 55X110 L1.5M","4306","CONDUITS RIGIDE PVC","Pièce",16.7,"OUI","OUI"]
["210324","TPR 200 Lg 3 - CONDUIT PLAT PVC RIGIDE RECT 55X110 L3M","4306","CONDUITS RIGIDE PVC","Pièce",36.81,"OUI","OUI"]
["210325","TFR 200 - CONDUIT SOUPLE AVEC 2 RACCORDS RIGIDES RECT 55X110","4306","CONDUITS RIGIDE PVC","Pièce",44.59,"OUI","OUI"]
["210329","FXR 200 - FIXATIONS POUR CONDUIT TPR200 (X3)","4306","CONDUITS RIGIDE PVC","Pièce",14.38,"OUI","OUI"]
["210330","MCR200 - MANCHON PVC RIGIDE RECT 55X110","4306","CONDUITS RIGIDE PVC","Pièce",3.2,"OUI","OUI"]
["210331","CDM 200 - COUDE MIXTE PVC RIGIDE RECT 55X110","4306","CONDUITS RIGIDE PVC","Pièce",7.35,"OUI","OUI"]
["210332","MCM 200 - MANCHON MIXTE PVC RIGIDE RECT 55X110 - Ø100","4306","CONDUITS RIGIDE PVC","Pièce",7.35,"OUI","OUI"]
["210333","CVR 200 - COUDE 90° VERTICAL PVC RIGIDE RECT 55X110","4306","CONDUITS RIGIDE PVC","Pièce",6.56,"OUI","OUI"]
["210334","CHR 200 - COUDE 90° HORIZONT PVC RIGIDE RECT 55X110","4306","CONDUITS RIGIDE PVC","Pièce",7.35,"OUI","OUI"]
["210335","CHM 200 - COUDE45° HORIZONT PVC RIGIDE RECT 55X110","4306","CONDUITS RIGIDE PVC","Pièce",7,"OUI","OUI"]
["210336","TER 200 - TE PVC RIGIDE RECT 55X110 Ø100 CIRCULAIRE","4306","CONDUITS RIGIDE PVC","Pièce",12.41,"OUI","OUI"]
["210337","THR 200 - TE HORIZONTAL PVC RIGIDE RECT 55X110","4306","CONDUITS RIGIDE PVC","Pièce",39.270000000000003,"OUI","OUI"]
["210338","BFR 200 - BOUCHON PVC RIGIDE RECT 55X110","4306","CONDUITS RIGIDE PVC","Pièce",7.5,"OUI","OUI"]
["210339","BMM 200 - BRIDE MURAL MIXTE PVC RIGIDE RECT 55X110 - Ø100","4306","CONDUITS RIGIDE PVC","Pièce",7.35,"OUI","OUI"]
["210340","GER 200 - GRILLE EXTERIEURE PVC RIGIDE RECT 55X110","4306","CONDUITS RIGIDE PVC","Pièce",11.59,"OUI","OUI"]
["210343","TPR 300 Lg 1,5 - CONDUIT PLAT PVC RIGIDE RECT 55X220 L1.5M","4306","CONDUITS RIGIDE PVC","Pièce",20.81,"OUI","OUI"]
["210344","TPR 300 Lg 3 - CONDUIT PLAT PVC RIGIDE RECT 55X220 L3M","4306","CONDUITS RIGIDE PVC","Pièce",52.19,"OUI","OUI"]
["210345","TFR 300 - CONDUIT SOUPLE AVEC 2 RACCORDS RIGIDES RECT 55X220","4306","CONDUITS RIGIDE PVC","Pièce",74.38,"OUI","OUI"]
["210349","FXR 300 - FIXATIONS POUR CONDUIT TPR300 (X3)","4306","CONDUITS RIGIDE PVC","Pièce",22,"OUI","OUI"]
["210350","MCR 300 - MANCHON PVC RIGIDE RECT 55X220","4306","CONDUITS RIGIDE PVC","Pièce",8.36,"OUI","OUI"]
["210351","CDM 300 - COUDE MIXTE PVC RIGIDE RECT 55X220 - Ø125","4306","CONDUITS RIGIDE PVC","Pièce",16.170000000000002,"OUI","OUI"]
["210352","MCM 300 - MANCHON MIXTE PVC RIGIDE RECT 55X220 - Ø125","4306","CONDUITS RIGIDE PVC","Pièce",16.920000000000002,"OUI","OUI"]
["210353","CVR 300 - COUDE 90° VERTICAL PVC RIGIDE RECT 55X220","4306","CONDUITS RIGIDE PVC","Pièce",14.96,"OUI","OUI"]
["210354","CHR 300 - COUDE 90° HORIZONT PVC RIGIDE RECT 55X220","4306","CONDUITS RIGIDE PVC","Pièce",21.29,"OUI","OUI"]
["210355","CHM 300 - COUDE45° HORIZONT PVC RIGIDE RECT 55X220","4306","CONDUITS RIGIDE PVC","Pièce",10.32,"OUI","OUI"]
["210356","TER 300 - TE PVC RIGIDE RECT 55X220 Ø125 CIRCULAIRE","4306","CONDUITS RIGIDE PVC","Pièce",18.82,"OUI","OUI"]
["210357","THR 300 - TE HORIZONTAL PVC RIGIDE RECT 55X220","4306","CONDUITS RIGIDE PVC","Pièce",46.43,"OUI","OUI"]
["210358","BFR 300 - BOUCHON PVC RIGIDE RECT 55X220","4306","CONDUITS RIGIDE PVC","Pièce",8.33,"OUI","OUI"]
["210359","BRM 300 - BRIDE MURAL RECT PVC RIGIDE RECT 55X220","4306","CONDUITS RIGIDE PVC","Pièce",9.4700000000000006,"OUI","OUI"]
["210360","GER300 - GRILLE EXTERIEURE PVC RIGIDE RECT 55X220","4306","CONDUITS RIGIDE PVC","Pièce",12.37,"OUI","OUI"]
["210361","TRP 300/200 - TE REDUIT PVC RIGIDE RECT 55X220 / 55X110","4306","CONDUITS RIGIDE PVC","Pièce",103.72,"OUI","OUI"]
["210370","TPC 200 1,5m - CONDUIT CIRCULAIRE PVC RIGIDE Ø100 L1.5M","4306","CONDUITS RIGIDE PVC","Pièce",21.2,"OUI","OUI"]
["210371","TFC 200 - CONDUIT CIRCULAIRE PVC SOUPLE Ø100","4306","CONDUITS RIGIDE PVC","Pièce",37.159999999999997,"OUI","OUI"]
["210372","FXC 200 - FIXATIONS POUR CONDUIT TPC200 (X3)","4306","CONDUITS RIGIDE PVC","Pièce",14.38,"OUI","OUI"]
["210373","MCC 200 - MANCHON CIRCULAIRE PVC RIGIDE Ø100","4306","CONDUITS RIGIDE PVC","Pièce",5.35,"OUI","OUI"]
["210374","MRT 80P - MANCHON CIRCULAIRE Ø80 PVC","4306","CONDUITS RIGIDE PVC","Pièce",8.8000000000000007,"OUI","OUI"]
["210375","CDC 200 - COUDE 90° CIRCULAIRE PVC RIGIDE Ø100","4306","CONDUITS RIGIDE PVC","Pièce",11.91,"OUI","OUI"]
["210376","RMC 200 - MULTI-REDUCTION PVC RIGIDE D130/100","4306","CONDUITS RIGIDE PVC","Pièce",4.87,"OUI","OUI"]
["210377","RED 100/80 P - REDUCTION Ø100/Ø80 PVC","4306","CONDUITS RIGIDE PVC","Pièce",4.3600000000000003,"OUI","OUI"]
["210378","RED 125/100 P - REDUCTION Ø100/Ø80 PVC","4306","CONDUITS RIGIDE PVC","Pièce",5.44,"OUI","OUI"]
["210379","RED 150/125 P - REDUCTION Ø100/Ø80 PVC","4306","CONDUITS RIGIDE PVC","Pièce",6.56,"OUI","OUI"]
["210380","RED 160/125 P - REDUCTION Ø100/Ø80 PVC","4306","CONDUITS RIGIDE PVC","Pièce",7.62,"OUI","OUI"]
["210381","RED 200/160 P - REDUCTION Ø100/Ø80 PVC","4306","CONDUITS RIGIDE PVC","Pièce",12.59,"OUI","OUI"]
["210382","CM130 - CLAPET ANTI-RETOUR MULTI DIAM Ø120-130 / Ø125-110","4306","CONDUITS RIGIDE PVC","Pièce",45.48,"OUI","OUI"]
["210383","RP 100/80 - REDUCTEUR PLAT POUR VMC RP 100/80","4306","CONDUITS RIGIDE PVC","Pièce",25.26,"OUI","OUI"]
["210384","BMC 20 - BRIDE MUR CIRCULAIRE PVC RIGIDE Ø100","4306","CONDUITS RIGIDE PVC","Pièce",7.81,"OUI","OUI"]
["210386","PEC 200 - PERSIENNE PVC Ø100","4306","CONDUITS RIGIDE PVC","Pièce",9.4700000000000006,"OUI","OUI"]
["211101","NP  80 RACCORD MALE","2021","ACCESSOIRES EMBOUTIS GAINES CIRC.","Pièce",2.86,"OUI","OUI"]
["211102","NP 100 RACCORD MALE","2021","ACCESSOIRES EMBOUTIS GAINES CIRC.","Pièce",2.86,"OUI","OUI"]
["211103","NP 125 RACCORD MALE","2021","ACCESSOIRES EMBOUTIS GAINES CIRC.","Pièce",2.86,"OUI","OUI"]
["211104","NP 160 RACCORD MALE","2021","ACCESSOIRES EMBOUTIS GAINES CIRC.","Pièce",3.48,"OUI","OUI"]
["211105","NP 200 RACCORD MALE","2021","ACCESSOIRES EMBOUTIS GAINES CIRC.","Pièce",3.72,"OUI","OUI"]
["211106","NP 250 RACCORD MALE","2021","ACCESSOIRES EMBOUTIS GAINES CIRC.","Pièce",5.2,"OUI","OUI"]
["211107","NP 315 RACCORD MALE","2021","ACCESSOIRES EMBOUTIS GAINES CIRC.","Pièce",7.11,"OUI","OUI"]
["211108","NP 355 RACCORD MALE","2021","ACCESSOIRES EMBOUTIS GAINES CIRC.","Pièce",8.27,"OUI","OUI"]
["211109","NP 400 RACCORD MALE","2021","ACCESSOIRES EMBOUTIS GAINES CIRC.","Pièce",10.220000000000001,"OUI","OUI"]
["211110","NP 450 RACCORD MALE","2031","ACCESSOIRES FACONNES GAINES CIRC.","Pièce",17.27,"OUI","OUI"]
["211111","NP 500 RACCORD MALE","2031","ACCESSOIRES FACONNES GAINES CIRC.","Pièce",19.28,"OUI","OUI"]
["211112","NP 560 RACCORD MALE","2031","ACCESSOIRES FACONNES GAINES CIRC.","Pièce",26.83,"OUI","OUI"]
["211113","NP 630 RACCORD MALE","2031","ACCESSOIRES FACONNES GAINES CIRC.","Pièce",29.99,"OUI","OUI"]
["211114","NP 710 RACCORD MALE","2031","ACCESSOIRES FACONNES GAINES CIRC.","Pièce",44.1,"OUI","OUI"]
["211115","NP 800 RACCORD MALE","2031","ACCESSOIRES FACONNES GAINES CIRC.","Pièce",53.95,"OUI","OUI"]
["211116","NP 900 RACCORD MALE","2031","ACCESSOIRES FACONNES GAINES CIRC.","Pièce",61.74,"OUI","OUI"]
["211117","NP 1000 RACCORD MALE","2031","ACCESSOIRES FACONNES GAINES CIRC.","Pièce",74.930000000000007,"OUI","OUI"]
["211118","NP 1120 RACCORD MALE","2031","ACCESSOIRES FACONNES GAINES CIRC.","Pièce",83.84,"OUI","OUI"]
["211119","NP 1250 RACCORD MALE","2031","ACCESSOIRES FACONNES GAINES CIRC.","Pièce",94.57,"OUI","OUI"]
["211130","NP 150 RACCORD MALE","2021","ACCESSOIRES EMBOUTIS GAINES CIRC.","Pièce",3.47,"OUI","OUI"]
["211201","MF  80 RACCORD FEMELLE","2021","ACCESSOIRES EMBOUTIS GAINES CIRC.","Pièce",2.86,"OUI","OUI"]
["211202","MF 100 RACCORD FEMELLE","2021","ACCESSOIRES EMBOUTIS GAINES CIRC.","Pièce",2.86,"OUI","OUI"]
["211203","MF 125 RACCORD FEMELLE","2021","ACCESSOIRES EMBOUTIS GAINES CIRC.","Pièce",2.86,"OUI","OUI"]
["211204","MF 160 RACCORD FEMELLE","2021","ACCESSOIRES EMBOUTIS GAINES CIRC.","Pièce",3.47,"OUI","OUI"]
["211205","MF 200 RACCORD FEMELLE","2021","ACCESSOIRES EMBOUTIS GAINES CIRC.","Pièce",3.76,"OUI","OUI"]
["211206","MF 250 RACCORD FEMELLE","2021","ACCESSOIRES EMBOUTIS GAINES CIRC.","Pièce",5.05,"OUI","OUI"]
["211207","MF 315 RACCORD FEMELLE","2021","ACCESSOIRES EMBOUTIS GAINES CIRC.","Pièce",8.32,"OUI","OUI"]
["211208","MF 355 RACCORD FEMELLE","2021","ACCESSOIRES EMBOUTIS GAINES CIRC.","Pièce",11.87,"OUI","OUI"]
["211209","MF 400 RACCORD FEMELLE","2021","ACCESSOIRES EMBOUTIS GAINES CIRC.","Pièce",13.7,"OUI","OUI"]
["211210","MF 450 RACCORD FEMELLE","2031","ACCESSOIRES FACONNES GAINES CIRC.","Pièce",17.27,"OUI","OUI"]
["211211","MF 500 RACCORD FEMELLE","2031","ACCESSOIRES FACONNES GAINES CIRC.","Pièce",19.28,"OUI","OUI"]
["211212","MF 560 RACCORD FEMELLE","2031","ACCESSOIRES FACONNES GAINES CIRC.","Pièce",27.19,"OUI","OUI"]
["211213","MF 630 RACCORD FEMELLE","2031","ACCESSOIRES FACONNES GAINES CIRC.","Pièce",29.99,"OUI","OUI"]
["211214","MF 710 RACCORD FEMELLE","2031","ACCESSOIRES FACONNES GAINES CIRC.","Pièce",44.1,"OUI","OUI"]
["211215","MF 800 RACCORD FEMELLE","2031","ACCESSOIRES FACONNES GAINES CIRC.","Pièce",53.95,"OUI","OUI"]
["211216","MF 900 RACCORD FEMELLE","2031","ACCESSOIRES FACONNES GAINES CIRC.","Pièce",61.74,"OUI","OUI"]
["211217","MF 1000 RACCORD FEMELLE","2031","ACCESSOIRES FACONNES GAINES CIRC.","Pièce",89.22,"OUI","OUI"]
["211218","MF 1120 RACCORD FEMELLE","2031","ACCESSOIRES FACONNES GAINES CIRC.","Pièce",99.88,"OUI","OUI"]
["211219","MF 1250 RACCORD FEMELLE","2031","ACCESSOIRES FACONNES GAINES CIRC.","Pièce",110.62,"OUI","OUI"]
["211230","MF 150 RACCORD FEMELLE","2021","ACCESSOIRES EMBOUTIS GAINES CIRC.","Pièce",3.47,"OUI","OUI"]
["212001","EPMF 80 BOUCHON MALE-FEMELLE","2021","ACCESSOIRES EMBOUTIS GAINES CIRC.","Pièce",2.99,"OUI","OUI"]
["212002","EPMF 100 BOUCHON MALE-FEMELLE","2021","ACCESSOIRES EMBOUTIS GAINES CIRC.","Pièce",3.23,"OUI","OUI"]
["212003","EPMF 125 BOUCHON MALE-FEMELLE","2021","ACCESSOIRES EMBOUTIS GAINES CIRC.","Pièce",3.65,"OUI","OUI"]
["212004","EPMF 160 BOUCHON MALE-FEMELLE","2021","ACCESSOIRES EMBOUTIS GAINES CIRC.","Pièce",4.37,"OUI","OUI"]
["212005","EPMF 200 BOUCHON MALE-FEMELLE","2021","ACCESSOIRES EMBOUTIS GAINES CIRC.","Pièce",5.22,"OUI","OUI"]
["212006","EPMF 250 BOUCHON MALE-FEMELLE","2021","ACCESSOIRES EMBOUTIS GAINES CIRC.","Pièce",6.67,"OUI","OUI"]
["212007","EPMF 315 BOUCHON MALE-FEMELLE","2021","ACCESSOIRES EMBOUTIS GAINES CIRC.","Pièce",9.43,"OUI","OUI"]
["212008","EPMF 355 BOUCHON MALE-FEMELLE","2021","ACCESSOIRES EMBOUTIS GAINES CIRC.","Pièce",11.2,"OUI","OUI"]
["212009","EPMF 400 BOUCHON MALE-FEMELLE","2021","ACCESSOIRES EMBOUTIS GAINES CIRC.","Pièce",12.47,"OUI","OUI"]
["212010","EPM 450 BOUCHON MALE","2031","ACCESSOIRES FACONNES GAINES CIRC.","Pièce",26.96,"OUI","OUI"]
["212011","EPM 500 BOUCHON MALE","2031","ACCESSOIRES FACONNES GAINES CIRC.","Pièce",33.07,"OUI","OUI"]
["212012","EPM 560 BOUCHON MALE","2031","ACCESSOIRES FACONNES GAINES CIRC.","Pièce",42.69,"OUI","OUI"]
["212013","EPM 630 BOUCHON MALE","2031","ACCESSOIRES FACONNES GAINES CIRC.","Pièce",54.53,"OUI","OUI"]
["212014","EPM 710 BOUCHON MALE","2031","ACCESSOIRES FACONNES GAINES CIRC.","Pièce",77.61,"OUI","OUI"]
["212015","EPM 800 BOUCHON MALE","2031","ACCESSOIRES FACONNES GAINES CIRC.","Pièce",96.65,"OUI","OUI"]
["212016","EPM 900 BOUCHON MALE","2031","ACCESSOIRES FACONNES GAINES CIRC.","Pièce",169.43,"OUI","OUI"]
["212017","EPM1000 BOUCHON MALE","2031","ACCESSOIRES FACONNES GAINES CIRC.","Pièce",218.74,"OUI","OUI"]
["212018","EPM1120 BOUCHON MALE","2031","ACCESSOIRES FACONNES GAINES CIRC.","Pièce",301.83999999999997,"OUI","OUI"]
["212019","EPM1250 BOUCHON MALE","2031","ACCESSOIRES FACONNES GAINES CIRC.","Pièce",362.22,"OUI","OUI"]
["212020","EPMF 150 BOUCHON MALE-FEMELLE","2021","ACCESSOIRES EMBOUTIS GAINES CIRC.","Pièce",4.01,"OUI","OUI"]
["213001","NP-J 80 RACCORD MALE A JOINTS","2261","ACCESSOIRES AVEC JOINT","Pièce",6.93,"OUI","OUI"]
["213002","NP-J 100 RACCORD MALE A JOINTS","2261","ACCESSOIRES AVEC JOINT","Pièce",6.65,"OUI","OUI"]
["213003","NP-J 125 RACCORD MALE A JOINTS","2261","ACCESSOIRES AVEC JOINT","Pièce",7.78,"OUI","OUI"]
["213004","NP-J 160 RACCORD MALE A JOINTS","2261","ACCESSOIRES AVEC JOINT","Pièce",9.69,"OUI","OUI"]
["213005","NP-J 200 RACCORD MALE A JOINTS","2261","ACCESSOIRES AVEC JOINT","Pièce",10.82,"OUI","OUI"]
["213006","NP-J 250 RACCORD MALE A JOINTS","2261","ACCESSOIRES AVEC JOINT","Pièce",17.66,"OUI","OUI"]
["213007","NP-J 315 RACCORD MALE A JOINTS","2261","ACCESSOIRES AVEC JOINT","Pièce",25.52,"OUI","OUI"]
["213008","NP-J 355 RACCORD MALE A JOINTS","2261","ACCESSOIRES AVEC JOINT","Pièce",32.5,"OUI","OUI"]
["213009","NP-J 400 RACCORD MALE A JOINTS","2261","ACCESSOIRES AVEC JOINT","Pièce",35.49,"OUI","OUI"]
["213010","NP-J 450 RACCORD MALE A JOINTS","2261","ACCESSOIRES AVEC JOINT","Pièce",39.450000000000003,"OUI","OUI"]
["213011","NP-J 500 RACCORD MALE A JOINTS","2261","ACCESSOIRES AVEC JOINT","Pièce",47.99,"OUI","OUI"]
["213012","NP-J 560 RACCORD MALE A JOINTS","2261","ACCESSOIRES AVEC JOINT","Pièce",56.07,"OUI","OUI"]
["213013","NP-J 630 RACCORD MALE A JOINTS","2261","ACCESSOIRES AVEC JOINT","Pièce",68.17,"OUI","OUI"]
["213014","NP-J 710 RACCORD MALE A JOINTS","2261","ACCESSOIRES AVEC JOINT","Pièce",97.75,"OUI","OUI"]
["213015","NP-J 800 RACCORD MALE A JOINTS","2261","ACCESSOIRES AVEC JOINT","Pièce",105.13,"OUI","OUI"]
["213030","NP-J 150 RACCORD MALE A JOINTS","2261","ACCESSOIRES AVEC JOINT","Pièce",8.84,"OUI","OUI"]
["213101","EPM-J 80 BOUCHON MALE A JOINT","2261","ACCESSOIRES AVEC JOINT","Pièce",7.56,"OUI","OUI"]
["213102","EPM-J 100 BOUCHON MALE A JOINT","2261","ACCESSOIRES AVEC JOINT","Pièce",7.22,"OUI","OUI"]
["213103","EPM-J 125 BOUCHON MALE A JOINT","2261","ACCESSOIRES AVEC JOINT","Pièce",7.74,"OUI","OUI"]
["213104","EPM-J 160 BOUCHON MALE A JOINT","2261","ACCESSOIRES AVEC JOINT","Pièce",8.6,"OUI","OUI"]
["213105","EPM-J 200 BOUCHON MALE A JOINT","2261","ACCESSOIRES AVEC JOINT","Pièce",11.24,"OUI","OUI"]
["213106","EPM-J 250 BOUCHON MALE A JOINT","2261","ACCESSOIRES AVEC JOINT","Pièce",15.83,"OUI","OUI"]
["213107","EPM-J 315 BOUCHON MALE A JOINT","2261","ACCESSOIRES AVEC JOINT","Pièce",21.75,"OUI","OUI"]
["213108","EPM-J 355 BOUCHON MALE A JOINT","2261","ACCESSOIRES AVEC JOINT","Pièce",28.5,"OUI","OUI"]
["213109","EPM-J 400 BOUCHON MALE A JOINT","2261","ACCESSOIRES AVEC JOINT","Pièce",31.62,"OUI","OUI"]
["213110","EPM-J 450 BOUCHON MALE A JOINT","2261","ACCESSOIRES AVEC JOINT","Pièce",46.73,"OUI","OUI"]
["213111","EPM-J 500 BOUCHON MALE A JOINT","2261","ACCESSOIRES AVEC JOINT","Pièce",55.9,"OUI","OUI"]
["213130","EPM-J 150 BOUCHON MALE A JOINT","2261","ACCESSOIRES AVEC JOINT","Pièce",10.27,"OUI","OUI"]
["213608","IL-J 355 PIQUAGES PLATS 90° A JOINT","2261","ACCESSOIRES AVEC JOINT","Pièce",23.39,"OUI","OUI"]
["213609","IL-J 400 PIQUAGES PLATS 90° A JOINT","2261","ACCESSOIRES AVEC JOINT","Pièce",25.8,"OUI","OUI"]
["213610","IL-J 450 PIQUAGES PLATS 90° A JOINT","2261","ACCESSOIRES AVEC JOINT","Pièce",28.84,"OUI","OUI"]
["213611","IL-J 500 PIQUAGES PLATS 90° A JOINT","2261","ACCESSOIRES AVEC JOINT","Pièce",33.590000000000003,"OUI","OUI"]
["213612","IL-J 560 PIQUAGES PLATS 90° A JOINT","2261","ACCESSOIRES AVEC JOINT","Pièce",39.79,"OUI","OUI"]
["213613","IL-J 630 PIQUAGES PLATS 90° A JOINT","2261","ACCESSOIRES AVEC JOINT","Pièce",45.17,"OUI","OUI"]
["213614","IL-J 710 PIQUAGES PLATS 90° A JOINT","2261","ACCESSOIRES AVEC JOINT","Pièce",57.39,"OUI","OUI"]
["213615","IL-J 800 PIQUAGES PLATS 90° A JOINT","2261","ACCESSOIRES AVEC JOINT","Pièce",70.040000000000006,"OUI","OUI"]
["213651","ILV-J 80 PIQUAGES PLATS 45° A JOINTS","2261","ACCESSOIRES AVEC JOINT","Pièce",17.600000000000001,"OUI","OUI"]
["213652","ILV-J 100 PIQUAGES PLATS 45° A JOINTS","2261","ACCESSOIRES AVEC JOINT","Pièce",19.77,"OUI","OUI"]
["213653","ILV-J 125 PIQUAGES PLATS 45° A JOINTS","2261","ACCESSOIRES AVEC JOINT","Pièce",21.18,"OUI","OUI"]
["213654","ILV-J 160 PIQUAGES PLATS 45° A JOINTS","2261","ACCESSOIRES AVEC JOINT","Pièce",27.47,"OUI","OUI"]
["213655","ILV-J 200 PIQUAGES PLATS 45° A JOINTS","2261","ACCESSOIRES AVEC JOINT","Pièce",37.67,"OUI","OUI"]
["213656","ILV-J 250 PIQUAGES PLATS 45° A JOINTS","2261","ACCESSOIRES AVEC JOINT","Pièce",48.63,"OUI","OUI"]
["213657","ILV-J 315 PIQUAGES PLATS 45° A JOINTS","2261","ACCESSOIRES AVEC JOINT","Pièce",65.489999999999995,"OUI","OUI"]
["213658","ILV-J 355 PIQUAGES PLATS 45° A JOINTS","2261","ACCESSOIRES AVEC JOINT","Pièce",73.91,"OUI","OUI"]
["213659","ILV-J 400 PIQUAGES PLATS 45° A JOINTS","2261","ACCESSOIRES AVEC JOINT","Pièce",90.88,"OUI","OUI"]
["213660","ILV-J 450 PIQUAGES PLATS 45° A JOINTS","2261","ACCESSOIRES AVEC JOINT","Pièce",112.22,"OUI","OUI"]
["213661","ILV-J 500 PIQUAGES PLATS 45° A JOINTS","2261","ACCESSOIRES AVEC JOINT","Pièce",143.49,"OUI","OUI"]
["214123","TCP-J 315-125 TE DROIT 90° REDUIT A JOINTS","2261","ACCESSOIRES AVEC JOINT","Pièce",47.47,"OUI","OUI"]
["214124","TCP-J 315-160 TE DROIT 90° REDUIT A JOINTS","2261","ACCESSOIRES AVEC JOINT","Pièce",51.83,"OUI","OUI"]
["214125","TCP-J 315-200 TE DROIT 90° REDUIT A JOINTS","2261","ACCESSOIRES AVEC JOINT","Pièce",58.37,"OUI","OUI"]
["214126","TCP-J 315-250 TE DROIT 90° REDUIT A JOINTS","2261","ACCESSOIRES AVEC JOINT","Pièce",72.239999999999995,"OUI","OUI"]
["214127","TCP-J 315-315 TE DROIT 90° EGAL A JOINTS","2261","ACCESSOIRES AVEC JOINT","Pièce",93.45,"OUI","OUI"]
["214128","TCP-J 355-160 TE DROIT 90° REDUIT A JOINTS","2261","ACCESSOIRES AVEC JOINT","Pièce",61.92,"OUI","OUI"]
["214129","TCP-J 355-200 TE DROIT 90° REDUIT A JOINTS","2261","ACCESSOIRES AVEC JOINT","Pièce",67.37,"OUI","OUI"]
["214130","TCP-J 355-250 TE DROIT 90° REDUIT A JOINTS","2261","ACCESSOIRES AVEC JOINT","Pièce",101.37,"OUI","OUI"]
["214131","TCP-J 355-315 TE DROIT 90° REDUIT A JOINTS","2261","ACCESSOIRES AVEC JOINT","Pièce",126.31,"OUI","OUI"]
["214132","TCP-J 355-355 TE DROIT 90° EGAL A JOINTS","2261","ACCESSOIRES AVEC JOINT","Pièce",131.35,"OUI","OUI"]
["214133","TCP-J 400-200 TE DROIT 90° REDUIT A JOINTS","2261","ACCESSOIRES AVEC JOINT","Pièce",73.900000000000006,"OUI","OUI"]
["214134","TCP-J 400-250 TE DROIT 90° REDUIT A JOINTS","2261","ACCESSOIRES AVEC JOINT","Pièce",80.38,"OUI","OUI"]
["214135","TCP-J 400-315 TE DROIT 90° REDUIT A JOINTS","2261","ACCESSOIRES AVEC JOINT","Pièce",130.25,"OUI","OUI"]
["214136","TCP-J 400-355 TE DROIT 90° REDUIT A JOINTS","2261","ACCESSOIRES AVEC JOINT","Pièce",135.24,"OUI","OUI"]
["214137","TCP-J 400-400 TE DROIT 90° EGAL A JOINTS","2261","ACCESSOIRES AVEC JOINT","Pièce",144.76,"OUI","OUI"]
["214138","TCP-J 450-250 TE DROIT 90° REDUIT A JOINTS","2261","ACCESSOIRES AVEC JOINT","Pièce",99.81,"OUI","OUI"]
["214139","TCP-J 450-315 TE DROIT 90° REDUIT A JOINTS","2261","ACCESSOIRES AVEC JOINT","Pièce",164.65,"OUI","OUI"]
["214140","TCP-J 450-355 TE DROIT 90° REDUIT A JOINTS","2261","ACCESSOIRES AVEC JOINT","Pièce",171.48,"OUI","OUI"]
["214141","TCP-J 450-400 TE DROIT 90° REDUIT A JOINTS","2261","ACCESSOIRES AVEC JOINT","Pièce",181.5,"OUI","OUI"]
["214142","TCP-J 450-450 TE DROIT 90° EGAL A JOINTS","2261","ACCESSOIRES AVEC JOINT","Pièce",207.25,"OUI","OUI"]
["214143","TCP-J 500-315 TE DROIT 90° REDUIT A JOINTS","2261","ACCESSOIRES AVEC JOINT","Pièce",168.26,"OUI","OUI"]
["214144","TCP-J 500-355 TE DROIT 90° REDUIT A JOINTS","2261","ACCESSOIRES AVEC JOINT","Pièce",177.21,"OUI","OUI"]
["214145","TCP-J 500-400 TE DROIT 90° REDUIT A JOINTS","2261","ACCESSOIRES AVEC JOINT","Pièce",188.28,"OUI","OUI"]
["214146","TCP-J 500-450 TE DROIT 90° REDUIT A JOINTS","2261","ACCESSOIRES AVEC JOINT","Pièce",218.95,"OUI","OUI"]
["214147","TCP-J 500-500 TE DROIT 90° EGAL A JOINTS","2261","ACCESSOIRES AVEC JOINT","Pièce",203.87,"OUI","OUI"]
["214148","TCP-J 560-355 TE DROIT 90° REDUIT A JOINTS","2261","ACCESSOIRES AVEC JOINT","Pièce",195.15,"OUI","OUI"]
["214149","TCP-J 560-400 TE DROIT 90° REDUIT A JOINTS","2261","ACCESSOIRES AVEC JOINT","Pièce",214.31,"OUI","OUI"]
["214150","TCP-J 560-450 TE DROIT 90° REDUIT A JOINTS","2261","ACCESSOIRES AVEC JOINT","Pièce",229.22,"OUI","OUI"]
["214151","TCP-J 560-500 TE DROIT 90° REDUIT A JOINTS","2261","ACCESSOIRES AVEC JOINT","Pièce",242.16,"OUI","OUI"]
["214152","TCP-J 560-560 TE DROIT 90° EGAL A JOINTS","2261","ACCESSOIRES AVEC JOINT","Pièce",325.58,"OUI","OUI"]
["214153","TCP-J 630-400 TE DROIT 90° REDUIT A JOINTS","2261","ACCESSOIRES AVEC JOINT","Pièce",280.39999999999998,"OUI","OUI"]
["214154","TCP-J 630-450 TE DROIT 90° REDUIT A JOINTS","2261","ACCESSOIRES AVEC JOINT","Pièce",295.88,"OUI","OUI"]
["214155","TCP-J 630-500 TE DROIT 90° REDUIT A JOINTS","2261","ACCESSOIRES AVEC JOINT","Pièce",318.86,"OUI","OUI"]
["214156","TCP-J 630-560 TE DROIT 90° REDUIT A JOINTS","2261","ACCESSOIRES AVEC JOINT","Pièce",340.25,"OUI","OUI"]
["214157","TCP-J 630-630 TE DROIT 90° EGAL A JOINTS","2261","ACCESSOIRES AVEC JOINT","Pièce",362.32,"OUI","OUI"]
["214158","TCP-J 710-710 TE DROIT 90° EGAL A JOINTS","2261","ACCESSOIRES AVEC JOINT","Pièce",408.42,"OUI","OUI"]
["214159","TCP-J 800-800 TE DROIT 90° EGAL A JOINTS","2261","ACCESSOIRES AVEC JOINT","Pièce",440.12,"OUI","OUI"]
["214223","TY-J 315-125 TE OBLIQUE 45° REDUIT A JOINTS","2261","ACCESSOIRES AVEC JOINT","Pièce",67.83,"OUI","OUI"]
["214224","TY-J 315-160 TE OBLIQUE 45° REDUIT A JOINTS","2261","ACCESSOIRES AVEC JOINT","Pièce",74.760000000000005,"OUI","OUI"]
["214225","TY-J 315-200 TE OBLIQUE 45° REDUIT A JOINTS","2261","ACCESSOIRES AVEC JOINT","Pièce",82.14,"OUI","OUI"]
["214226","TY-J 315-250 TE OBLIQUE 45° REDUIT A JOINTS","2261","ACCESSOIRES AVEC JOINT","Pièce",97.83,"OUI","OUI"]
["214227","TY-J 315-315 TE OBLIQUE 45° EGAL A JOINTS","2261","ACCESSOIRES AVEC JOINT","Pièce",121.25,"OUI","OUI"]
["214228","TY-J 355-160 TE OBLIQUE 45° REDUIT A JOINTS","2261","ACCESSOIRES AVEC JOINT","Pièce",84.96,"OUI","OUI"]
["214229","TY-J 355-200 TE OBLIQUE 45° REDUIT A JOINTS","2261","ACCESSOIRES AVEC JOINT","Pièce",92.47,"OUI","OUI"]
["214230","TY-J 355-250 TE OBLIQUE 45° REDUIT A JOINTS","2261","ACCESSOIRES AVEC JOINT","Pièce",107.57,"OUI","OUI"]
["214231","TY-J 355-315 TE OBLIQUE 45° REDUIT A JOINTS","2261","ACCESSOIRES AVEC JOINT","Pièce",128.11000000000001,"OUI","OUI"]
["214232","TY-J 355-355 TE OBLIQUE 45° EGAL A JOINTS","2261","ACCESSOIRES AVEC JOINT","Pièce",148.08000000000001,"OUI","OUI"]
["214233","TY-J 400-200 TE OBLIQUE 45° REDUIT A JOINTS","2261","ACCESSOIRES AVEC JOINT","Pièce",101.47,"OUI","OUI"]
["214234","TY-J 400-250 TE OBLIQUE 45° REDUIT A JOINTS","2261","ACCESSOIRES AVEC JOINT","Pièce",116.1,"OUI","OUI"]
["214235","TY-J 400-315 TE OBLIQUE 45° REDUIT A JOINTS","2261","ACCESSOIRES AVEC JOINT","Pièce",137.31,"OUI","OUI"]
["214236","TY-J 400-355 TE OBLIQUE 45° REDUIT A JOINTS","2261","ACCESSOIRES AVEC JOINT","Pièce",151.97,"OUI","OUI"]
["214237","TY-J 400-400 TE OBLIQUE 45° EGAL A JOINTS","2261","ACCESSOIRES AVEC JOINT","Pièce",174.68,"OUI","OUI"]
["214238","TY-J 450-250 TE OBLIQUE 45° REDUIT A JOINTS","2261","ACCESSOIRES AVEC JOINT","Pièce",146.63,"OUI","OUI"]
["214239","TY-J 450-315 TE OBLIQUE 45° REDUIT A JOINTS","2261","ACCESSOIRES AVEC JOINT","Pièce",172.6,"OUI","OUI"]
["214240","TY-J 450-355 TE OBLIQUE 45° REDUIT A JOINTS","2261","ACCESSOIRES AVEC JOINT","Pièce",189.76,"OUI","OUI"]
["214241","TY-J 450-400 TE OBLIQUE 45° REDUIT A JOINTS","2261","ACCESSOIRES AVEC JOINT","Pièce",211.31,"OUI","OUI"]
["214242","TY-J 450-450 TE OBLIQUE 45° EGAL A JOINTS","2261","ACCESSOIRES AVEC JOINT","Pièce",249.96,"OUI","OUI"]
["214243","TY-J 500-315 TE OBLIQUE 45° REDUIT A JOINTS","2261","ACCESSOIRES AVEC JOINT","Pièce",191.21,"OUI","OUI"]
["214244","TY-J 500-355 TE OBLIQUE 45° REDUIT A JOINTS","2261","ACCESSOIRES AVEC JOINT","Pièce",209.17,"OUI","OUI"]
["214245","TY-J 500-400 TE OBLIQUE 45° REDUIT A JOINTS","2261","ACCESSOIRES AVEC JOINT","Pièce",230.13,"OUI","OUI"]
["214246","TY-J 500-450 TE OBLIQUE 45° REDUIT A JOINTS","2261","ACCESSOIRES AVEC JOINT","Pièce",257.02,"OUI","OUI"]
["214247","TY-J 500-500 TE OBLIQUE 45° EGAL A JOINTS","2261","ACCESSOIRES AVEC JOINT","Pièce",304.04000000000002,"OUI","OUI"]
["214248","TY-J 560-355 TE OBLIQUE 45° REDUIT A JOINTS","2261","ACCESSOIRES AVEC JOINT","Pièce",227.23,"OUI","OUI"]
["214249","TY-J 560-400 TE OBLIQUE 45° REDUIT A JOINTS","2261","ACCESSOIRES AVEC JOINT","Pièce",249.07,"OUI","OUI"]
["214250","TY-J 560-450 TE OBLIQUE 45° REDUIT A JOINTS","2261","ACCESSOIRES AVEC JOINT","Pièce",281.94,"OUI","OUI"]
["214251","TY-J 560-500 TE OBLIQUE 45° REDUIT A JOINTS","2261","ACCESSOIRES AVEC JOINT","Pièce",313.64,"OUI","OUI"]
["214252","TY-J 560-560 TE OBLIQUE 45° EGAL A JOINTS","2261","ACCESSOIRES AVEC JOINT","Pièce",362.45,"OUI","OUI"]
["214253","TY-J 630-400 TE OBLIQUE 45° REDUIT A JOINTS","2261","ACCESSOIRES AVEC JOINT","Pièce",308.89999999999998,"OUI","OUI"]
["214254","TY-J 630-450 TE OBLIQUE 45° REDUIT A JOINTS","2261","ACCESSOIRES AVEC JOINT","Pièce",348.09,"OUI","OUI"]
["214255","TY-J 630-500 TE OBLIQUE 45° REDUIT A JOINTS","2261","ACCESSOIRES AVEC JOINT","Pièce",384.55,"OUI","OUI"]
["214256","TY-J 630-560 TE OBLIQUE 45° REDUIT A JOINTS","2261","ACCESSOIRES AVEC JOINT","Pièce",360.52,"OUI","OUI"]
["214257","TY-J 630-630 TE OBLIQUE 45° EGAL A JOINTS","2261","ACCESSOIRES AVEC JOINT","Pièce",469.67,"OUI","OUI"]
["214258","TY-J 710-710 TE OBLIQUE 45° EGAL A JOINTS","2261","ACCESSOIRES AVEC JOINT","Pièce",500.49,"OUI","OUI"]
["214259","TY-J 800-800 TE OBLIQUE 45° EGAL A JOINTS","2261","ACCESSOIRES AVEC JOINT","Pièce",539.41999999999996,"OUI","OUI"]
["214301","YV-J 80-80 CULOTTE 45° EGAL A JOINTS","2261","ACCESSOIRES AVEC JOINT","Pièce",44.77,"OUI","OUI"]
["214303","YV-J 100-100 CULOTTE 45° EGAL A JOINTS","2261","ACCESSOIRES AVEC JOINT","Pièce",38.130000000000003,"OUI","OUI"]
["214304","YV-J 125-080 CULOTTE 45° REDUIT A JOINTS","2261","ACCESSOIRES AVEC JOINT","Pièce",43.44,"OUI","OUI"]
["214305","YV-J 125-100 CULOTTE 45° REDUIT A JOINTS","2261","ACCESSOIRES AVEC JOINT","Pièce",34.67,"OUI","OUI"]
["214306","YV-J 125-125 CULOTTE 45° EGAL A JOINTS","2261","ACCESSOIRES AVEC JOINT","Pièce",45.18,"OUI","OUI"]
["214309","YV-J 150-150 CULOTTE 45° EGAL A JOINTS","2261","ACCESSOIRES AVEC JOINT","Pièce",36.58,"OUI","OUI"]
["214311","YV-J 160-100 CULOTTE 45° REDUIT A JOINTS","2261","ACCESSOIRES AVEC JOINT","Pièce",52.65,"OUI","OUI"]
["214312","YV-J 160-125 CULOTTE 45° REDUIT A JOINTS","2261","ACCESSOIRES AVEC JOINT","Pièce",46.28,"OUI","OUI"]
["214313","YV-J 160-160 CULOTTE 45° EGAL A JOINTS","2261","ACCESSOIRES AVEC JOINT","Pièce",54.75,"OUI","OUI"]
["214315","YV-J 200-125 CULOTTE 45° REDUIT A JOINTS","2261","ACCESSOIRES AVEC JOINT","Pièce",69.900000000000006,"OUI","OUI"]
["214316","YV-J 200-160 CULOTTE 45° REDUIT A JOINTS","2261","ACCESSOIRES AVEC JOINT","Pièce",51.3,"OUI","OUI"]
["214317","YV-J 200-200 CULOTTE 45° EGAL A JOINTS","2261","ACCESSOIRES AVEC JOINT","Pièce",72.7,"OUI","OUI"]
["214320","YV-J 250-160 CULOTTE 45° REDUIT A JOINTS","2261","ACCESSOIRES AVEC JOINT","Pièce",92.39,"OUI","OUI"]
["214321","YV-J 250-200 CULOTTE 45° REDUIT A JOINTS","2261","ACCESSOIRES AVEC JOINT","Pièce",65.349999999999994,"OUI","OUI"]
["214322","YV-J 250-250 CULOTTE 45° EGAL A JOINTS","2261","ACCESSOIRES AVEC JOINT","Pièce",96.09,"OUI","OUI"]
["214325","YV-J 315-200 CULOTTE 45° REDUIT A JOINTS","2261","ACCESSOIRES AVEC JOINT","Pièce",129.65,"OUI","OUI"]
["214326","YV-J 315-250 CULOTTE 45° REDUIT A JOINTS","2261","ACCESSOIRES AVEC JOINT","Pièce",100.83,"OUI","OUI"]
["214327","YV-J 315-315 CULOTTE 45° EGAL A JOINTS","2261","ACCESSOIRES AVEC JOINT","Pièce",134.84,"OUI","OUI"]
["214331","YV-J 355-315 CULOTTE 45° REDUIT A JOINTS","2261","ACCESSOIRES AVEC JOINT","Pièce",123.38,"OUI","OUI"]
["214332","YV-J 355-355 CULOTTE 45° EGAL A JOINTS","2261","ACCESSOIRES AVEC JOINT","Pièce",196.07,"OUI","OUI"]
["214337","YV-J 400-400 CULOTTE 45° EGAL A JOINTS","2261","ACCESSOIRES AVEC JOINT","Pièce",244.75,"OUI","OUI"]
["214342","YV-J 450-450 CULOTTE 45° EGAL A JOINTS","2261","ACCESSOIRES AVEC JOINT","Pièce",284.82,"OUI","OUI"]
["214347","YV-J 500-500 CULOTTE 45° EGAL A JOINTS","2261","ACCESSOIRES AVEC JOINT","Pièce",361.69,"OUI","OUI"]
["214352","YV-J 560-560 CULOTTE 45° EGAL A JOINTS","2261","ACCESSOIRES AVEC JOINT","Pièce",412.55,"OUI","OUI"]
["214357","YV-J 630-630 CULOTTE 45° EGAL A JOINTS","2261","ACCESSOIRES AVEC JOINT","Pièce",499.86,"OUI","OUI"]
["214358","YV-J 710-710 CULOTTE 45° EGAL A JOINTS","2261","ACCESSOIRES AVEC JOINT","Pièce",537.53,"OUI","OUI"]
["214359","YV-J 800-800 CULOTTE 45° EGAL A JOINTS","2261","ACCESSOIRES AVEC JOINT","Pièce",660.9,"OUI","OUI"]
["230201","IL 080 PIQUAGE PLAT","2021","ACCESSOIRES EMBOUTIS GAINES CIRC.","Pièce",3.05,"OUI","OUI"]
["230202","IL 100 PIQUAGE PLAT","2021","ACCESSOIRES EMBOUTIS GAINES CIRC.","Pièce",3.29,"OUI","OUI"]
["230203","IL 125 PIQUAGE PLAT","2021","ACCESSOIRES EMBOUTIS GAINES CIRC.","Pièce",3.61,"OUI","OUI"]
["230204","IL 160 PIQUAGE PLAT","2021","ACCESSOIRES EMBOUTIS GAINES CIRC.","Pièce",4.42,"OUI","OUI"]
["230205","IL 200 PIQUAGE PLAT","2021","ACCESSOIRES EMBOUTIS GAINES CIRC.","Pièce",4.82,"OUI","OUI"]
["230206","IL 250 PIQUAGE PLAT","2021","ACCESSOIRES EMBOUTIS GAINES CIRC.","Pièce",6.98,"OUI","OUI"]
["230207","IL 315 PIQUAGE PLAT","2021","ACCESSOIRES EMBOUTIS GAINES CIRC.","Pièce",9.01,"OUI","OUI"]
["230208","IL 355 PIQUAGE PLAT","2031","ACCESSOIRES FACONNES GAINES CIRC.","Pièce",20.5,"OUI","OUI"]
["230209","IL 400 PIQUAGE PLAT","2031","ACCESSOIRES FACONNES GAINES CIRC.","Pièce",23.3,"OUI","OUI"]
["230210","IL 450 PIQUAGE PLAT","2031","ACCESSOIRES FACONNES GAINES CIRC.","Pièce",24.69,"OUI","OUI"]
["230211","IL 500 PIQUAGE PLAT","2031","ACCESSOIRES FACONNES GAINES CIRC.","Pièce",25.65,"OUI","OUI"]
["230212","IL 560 PIQUAGE PLAT","2031","ACCESSOIRES FACONNES GAINES CIRC.","Pièce",28.52,"OUI","OUI"]
["230213","IL 630 PIQUAGE PLAT","2031","ACCESSOIRES FACONNES GAINES CIRC.","Pièce",33.75,"OUI","OUI"]
["230214","IL 710 PIQUAGE PLAT","2031","ACCESSOIRES FACONNES GAINES CIRC.","Pièce",45.21,"OUI","OUI"]
["230215","IL 800 PIQUAGE PLAT","2031","ACCESSOIRES FACONNES GAINES CIRC.","Pièce",61.86,"OUI","OUI"]
["230216","IL 900 PIQUAGE PLAT","2031","ACCESSOIRES FACONNES GAINES CIRC.","Pièce",68.75,"OUI","OUI"]
["230217","IL1000 PIQUAGE PLAT","2031","ACCESSOIRES FACONNES GAINES CIRC.","Pièce",78.56,"OUI","OUI"]
["230218","IL1120 PIQUAGE PLAT","2031","ACCESSOIRES FACONNES GAINES CIRC.","Pièce",124.36,"OUI","OUI"]
["230219","IL1250 PIQUAGE PLAT","2031","ACCESSOIRES FACONNES GAINES CIRC.","Pièce",139.31,"OUI","OUI"]
["230701","ILV 80 PIQUAGE PLAT 45°","2031","ACCESSOIRES FACONNES GAINES CIRC.","Pièce",16,"OUI","OUI"]
["230702","ILV100 PIQUAGE PLAT 45°","2031","ACCESSOIRES FACONNES GAINES CIRC.","Pièce",17.920000000000002,"OUI","OUI"]
["230703","ILV125 PIQUAGE PLAT 45°","2031","ACCESSOIRES FACONNES GAINES CIRC.","Pièce",18.829999999999998,"OUI","OUI"]
["230704","ILV160 PIQUAGE PLAT 45°","2031","ACCESSOIRES FACONNES GAINES CIRC.","Pièce",24.26,"OUI","OUI"]
["230705","ILV200 PIQUAGE PLAT 45°","2031","ACCESSOIRES FACONNES GAINES CIRC.","Pièce",34.18,"OUI","OUI"]
["230706","ILV250 PIQUAGE PLAT 45°","2031","ACCESSOIRES FACONNES GAINES CIRC.","Pièce",42.32,"OUI","OUI"]
["230707","ILV315 PIQUAGE PLAT 45°","2031","ACCESSOIRES FACONNES GAINES CIRC.","Pièce",56.89,"OUI","OUI"]
["230708","ILV355 PIQUAGE PLAT 45°","2031","ACCESSOIRES FACONNES GAINES CIRC.","Pièce",63.59,"OUI","OUI"]
["230709","ILV400 PIQUAGE PLAT 45°","2031","ACCESSOIRES FACONNES GAINES CIRC.","Pièce",79.989999999999995,"OUI","OUI"]
["230710","ILV450 PIQUAGE PLAT 45°","2031","ACCESSOIRES FACONNES GAINES CIRC.","Pièce",100.18,"OUI","OUI"]
["230711","ILV500 PIQUAGE PLAT 45°","2031","ACCESSOIRES FACONNES GAINES CIRC.","Pièce",128.58000000000001,"OUI","OUI"]
["230712","ILV560 PIQUAGE PLAT 45°","2031","ACCESSOIRES FACONNES GAINES CIRC.","Pièce",152.01,"OUI","OUI"]
["232001","TCP080-080 TE DROIT 90°","2021","ACCESSOIRES EMBOUTIS GAINES CIRC.","Pièce",16.54,"OUI","OUI"]
["232002","TCP100-080 TE DROIT 90°","2021","ACCESSOIRES EMBOUTIS GAINES CIRC.","Pièce",16.54,"OUI","OUI"]
["232003","TCP100-100 TE DROIT 90°","2021","ACCESSOIRES EMBOUTIS GAINES CIRC.","Pièce",16.61,"OUI","OUI"]
["232004","TCP125-080 TE DROIT 90°","2021","ACCESSOIRES EMBOUTIS GAINES CIRC.","Pièce",17.45,"OUI","OUI"]
["232005","TCP125-100 TE DROIT 90°","2021","ACCESSOIRES EMBOUTIS GAINES CIRC.","Pièce",17.45,"OUI","OUI"]
["232006","TCP125-125 TE DROIT 90°","2021","ACCESSOIRES EMBOUTIS GAINES CIRC.","Pièce",17.88,"OUI","OUI"]
["232007","TCP160-080 TE DROIT 90°","2021","ACCESSOIRES EMBOUTIS GAINES CIRC.","Pièce",24.57,"OUI","OUI"]
["232008","TCP160-100 TE DROIT 90°","2021","ACCESSOIRES EMBOUTIS GAINES CIRC.","Pièce",22.51,"OUI","OUI"]
["232009","TCP160-125 TE DROIT 90°","2021","ACCESSOIRES EMBOUTIS GAINES CIRC.","Pièce",21.59,"OUI","OUI"]
["232010","TCP160-160 TE DROIT 90°","2021","ACCESSOIRES EMBOUTIS GAINES CIRC.","Pièce",23.31,"OUI","OUI"]
["232012","TCP200-100 TE DROIT 90°","2021","ACCESSOIRES EMBOUTIS GAINES CIRC.","Pièce",25.61,"OUI","OUI"]
["232013","TCP200-125 TE DROIT 90°","2021","ACCESSOIRES EMBOUTIS GAINES CIRC.","Pièce",25.61,"OUI","OUI"]
["232014","TCP200-160 TE DROIT 90°","2021","ACCESSOIRES EMBOUTIS GAINES CIRC.","Pièce",32.6,"OUI","OUI"]
["232015","TCP200-200 TE DROIT 90°","2021","ACCESSOIRES EMBOUTIS GAINES CIRC.","Pièce",31.51,"OUI","OUI"]
["232016","TCP250-100 TE DROIT 90°","2021","ACCESSOIRES EMBOUTIS GAINES CIRC.","Pièce",28.22,"OUI","OUI"]
["232017","TCP250-125 TE DROIT 90°","2021","ACCESSOIRES EMBOUTIS GAINES CIRC.","Pièce",28.22,"OUI","OUI"]
["232018","TCP250-160 TE DROIT 90°","2021","ACCESSOIRES EMBOUTIS GAINES CIRC.","Pièce",36.79,"OUI","OUI"]
["232019","TCP250-200 TE DROIT 90°","2021","ACCESSOIRES EMBOUTIS GAINES CIRC.","Pièce",41.85,"OUI","OUI"]
["232020","TCP250-250 TE DROIT 90°","2021","ACCESSOIRES EMBOUTIS GAINES CIRC.","Pièce",43.55,"OUI","OUI"]
["232021","TCP315-125 TE DROIT 90°","2031","ACCESSOIRES FACONNES GAINES CIRC.","Pièce",25.05,"OUI","OUI"]
["232022","TCP315-160 TE DROIT 90°","2031","ACCESSOIRES FACONNES GAINES CIRC.","Pièce",30.41,"OUI","OUI"]
["232023","TCP315-200 TE DROIT 90°","2031","ACCESSOIRES FACONNES GAINES CIRC.","Pièce",35.450000000000003,"OUI","OUI"]
["232024","TCP315-250 TE DROIT 90°","2031","ACCESSOIRES FACONNES GAINES CIRC.","Pièce",43.28,"OUI","OUI"]
["232025","TCP315-315 TE DROIT 90°","2031","ACCESSOIRES FACONNES GAINES CIRC.","Pièce",60.45,"OUI","OUI"]
["232026","TCP355-160 TE DROIT 90°","2031","ACCESSOIRES FACONNES GAINES CIRC.","Pièce",41.16,"OUI","OUI"]
["232027","TCP355-200 TE DROIT 90°","2031","ACCESSOIRES FACONNES GAINES CIRC.","Pièce",44.72,"OUI","OUI"]
["232028","TCP355-250 TE DROIT 90°","2031","ACCESSOIRES FACONNES GAINES CIRC.","Pièce",55.46,"OUI","OUI"]
["232029","TCP355-315 TE DROIT 90°","2031","ACCESSOIRES FACONNES GAINES CIRC.","Pièce",60.82,"OUI","OUI"]
["232030","TCP355-355 TE DROIT 90°","2031","ACCESSOIRES FACONNES GAINES CIRC.","Pièce",74.38,"OUI","OUI"]
["232031","TCP400-200 TE DROIT 90°","2031","ACCESSOIRES FACONNES GAINES CIRC.","Pièce",44.36,"OUI","OUI"]
["232032","TCP400-250 TE DROIT 90°","2031","ACCESSOIRES FACONNES GAINES CIRC.","Pièce",51.51,"OUI","OUI"]
["232033","TCP400-315 TE DROIT 90°","2031","ACCESSOIRES FACONNES GAINES CIRC.","Pièce",65.09,"OUI","OUI"]
["232034","TCP400-355 TE DROIT 90°","2031","ACCESSOIRES FACONNES GAINES CIRC.","Pièce",103.14,"OUI","OUI"]
["232035","TCP400-400 TE DROIT 90°","2031","ACCESSOIRES FACONNES GAINES CIRC.","Pièce",112.08,"OUI","OUI"]
["232036","TCP450-250 TE DROIT 90°","2031","ACCESSOIRES FACONNES GAINES CIRC.","Pièce",77.14,"OUI","OUI"]
["232037","TCP450-315 TE DROIT 90°","2031","ACCESSOIRES FACONNES GAINES CIRC.","Pièce",92.37,"OUI","OUI"]
["232038","TCP450-355 TE DROIT 90°","2031","ACCESSOIRES FACONNES GAINES CIRC.","Pièce",137.08000000000001,"OUI","OUI"]
["232039","TCP450-400 TE DROIT 90°","2031","ACCESSOIRES FACONNES GAINES CIRC.","Pièce",138.85,"OUI","OUI"]
["232040","TCP450-450 TE DROIT 90°","2031","ACCESSOIRES FACONNES GAINES CIRC.","Pièce",140.44,"OUI","OUI"]
["232041","TCP500-315 TE DROIT 90°","2031","ACCESSOIRES FACONNES GAINES CIRC.","Pièce",99.26,"OUI","OUI"]
["232042","TCP500-355 TE DROIT 90°","2031","ACCESSOIRES FACONNES GAINES CIRC.","Pièce",137.08000000000001,"OUI","OUI"]
["232043","TCP500-400 TE DROIT 90°","2031","ACCESSOIRES FACONNES GAINES CIRC.","Pièce",139.79,"OUI","OUI"]
["232044","TCP500-450 TE DROIT 90°","2031","ACCESSOIRES FACONNES GAINES CIRC.","Pièce",177.09,"OUI","OUI"]
["232045","TCP500-500 TE DROIT 90°","2031","ACCESSOIRES FACONNES GAINES CIRC.","Pièce",168.33,"OUI","OUI"]
["232046","TCP560-355 TE DROIT 90°","2031","ACCESSOIRES FACONNES GAINES CIRC.","Pièce",151.58000000000001,"OUI","OUI"]
["232047","TCP560-400 TE DROIT 90°","2031","ACCESSOIRES FACONNES GAINES CIRC.","Pièce",154.81,"OUI","OUI"]
["232048","TCP560-450 TE DROIT 90°","2031","ACCESSOIRES FACONNES GAINES CIRC.","Pièce",183.92,"OUI","OUI"]
["232049","TCP560-500 TE DROIT 90°","2031","ACCESSOIRES FACONNES GAINES CIRC.","Pièce",194.01,"OUI","OUI"]
["232050","TCP560-560 TE DROIT 90°","2031","ACCESSOIRES FACONNES GAINES CIRC.","Pièce",275.7,"OUI","OUI"]
["232051","TCP630-400 TE DROIT 90°","2031","ACCESSOIRES FACONNES GAINES CIRC.","Pièce",168.4,"OUI","OUI"]
["232052","TCP630-450 TE DROIT 90°","2031","ACCESSOIRES FACONNES GAINES CIRC.","Pièce",182.84,"OUI","OUI"]
["232053","TCP630-500 TE DROIT 90°","2031","ACCESSOIRES FACONNES GAINES CIRC.","Pièce",202.09,"OUI","OUI"]
["232054","TCP630-560 TE DROIT 90°","2031","ACCESSOIRES FACONNES GAINES CIRC.","Pièce",282.92,"OUI","OUI"]
["232055","TCP630-630 TE DROIT 90°","2031","ACCESSOIRES FACONNES GAINES CIRC.","Pièce",301.27,"OUI","OUI"]
["232060","TCP710-710 TE DROIT 90°","2031","ACCESSOIRES FACONNES GAINES CIRC.","Pièce",282.2,"OUI","OUI"]
["232065","TCP800-800 TE DROIT 90°","2031","ACCESSOIRES FACONNES GAINES CIRC.","Pièce",315.29000000000002,"OUI","OUI"]
["232070","TCP900-900 TE DROIT 90°","2031","ACCESSOIRES FACONNES GAINES CIRC.","Pièce",476.52,"OUI","OUI"]
["232097","TCP150-080 TE DROIT 90°","2021","ACCESSOIRES EMBOUTIS GAINES CIRC.","Pièce",22.8,"OUI","OUI"]
["232099","TCP150-125 TE DROIT 90°","2021","ACCESSOIRES EMBOUTIS GAINES CIRC.","Pièce",22.8,"OUI","OUI"]
["232100","TCP150-150 TE DROIT 90°","2021","ACCESSOIRES EMBOUTIS GAINES CIRC.","Pièce",25.16,"OUI","OUI"]
["232500","TY080-080 TE OBLIQUE 45°","2031","ACCESSOIRES FACONNES GAINES CIRC.","Pièce",26.77,"OUI","OUI"]
["232501","TY100-080 TE OBLIQUE 45°","2031","ACCESSOIRES FACONNES GAINES CIRC.","Pièce",26.77,"OUI","OUI"]
["232502","TY100-100 TE OBLIQUE 45°","2031","ACCESSOIRES FACONNES GAINES CIRC.","Pièce",28.27,"OUI","OUI"]
["232505","TY125-100 TE OBLIQUE 45°","2031","ACCESSOIRES FACONNES GAINES CIRC.","Pièce",29.06,"OUI","OUI"]
["232506","TY125-125 TE OBLIQUE 45°","2031","ACCESSOIRES FACONNES GAINES CIRC.","Pièce",29.76,"OUI","OUI"]
["232507","TY160-080 TE OBLIQUE 45°","2031","ACCESSOIRES FACONNES GAINES CIRC.","Pièce",28.43,"OUI","OUI"]
["232508","TY160-100 TE OBLIQUE 45°","2031","ACCESSOIRES FACONNES GAINES CIRC.","Pièce",30.49,"OUI","OUI"]
["232509","TY160-125 TE OBLIQUE 45°","2031","ACCESSOIRES FACONNES GAINES CIRC.","Pièce",30.1,"OUI","OUI"]
["232510","TY160-160 TE OBLIQUE 45°","2031","ACCESSOIRES FACONNES GAINES CIRC.","Pièce",35.69,"OUI","OUI"]
["232512","TY200-100 TE OBLIQUE 45°","2031","ACCESSOIRES FACONNES GAINES CIRC.","Pièce",30.59,"OUI","OUI"]
["232513","TY200-125 TE OBLIQUE 45°","2031","ACCESSOIRES FACONNES GAINES CIRC.","Pièce",33.74,"OUI","OUI"]
["232514","TY200-160 TE OBLIQUE 45°","2031","ACCESSOIRES FACONNES GAINES CIRC.","Pièce",39.380000000000003,"OUI","OUI"]
["232515","TY200-200 TE OBLIQUE 45°","2031","ACCESSOIRES FACONNES GAINES CIRC.","Pièce",49.48,"OUI","OUI"]
["232516","TY250-100 TE OBLIQUE 45°","2031","ACCESSOIRES FACONNES GAINES CIRC.","Pièce",59.09,"OUI","OUI"]
["232517","TY250-125 TE OBLIQUE 45°","2031","ACCESSOIRES FACONNES GAINES CIRC.","Pièce",38.78,"OUI","OUI"]
["232518","TY250-160 TE OBLIQUE 45°","2031","ACCESSOIRES FACONNES GAINES CIRC.","Pièce",44.94,"OUI","OUI"]
["232519","TY250-200 TE OBLIQUE 45°","2031","ACCESSOIRES FACONNES GAINES CIRC.","Pièce",52.4,"OUI","OUI"]
["232520","TY250-250 TE OBLIQUE 45°","2031","ACCESSOIRES FACONNES GAINES CIRC.","Pièce",66.88,"OUI","OUI"]
["232521","TY315-125 TE OBLIQUE 45°","2031","ACCESSOIRES FACONNES GAINES CIRC.","Pièce",45.88,"OUI","OUI"]
["232522","TY315-160 TE OBLIQUE 45°","2031","ACCESSOIRES FACONNES GAINES CIRC.","Pièce",53.06,"OUI","OUI"]
["232523","TY315-200 TE OBLIQUE 45°","2031","ACCESSOIRES FACONNES GAINES CIRC.","Pièce",61.45,"OUI","OUI"]
["232524","TY315-250 TE OBLIQUE 45°","2031","ACCESSOIRES FACONNES GAINES CIRC.","Pièce",74.319999999999993,"OUI","OUI"]
["232525","TY315-315 TE OBLIQUE 45°","2031","ACCESSOIRES FACONNES GAINES CIRC.","Pièce",95.46,"OUI","OUI"]
["232526","TY355-160 TE OBLIQUE 45°","2031","ACCESSOIRES FACONNES GAINES CIRC.","Pièce",57.49,"OUI","OUI"]
["232527","TY355-200 TE OBLIQUE 45°","2031","ACCESSOIRES FACONNES GAINES CIRC.","Pièce",65.94,"OUI","OUI"]
["232528","TY355-250 TE OBLIQUE 45°","2031","ACCESSOIRES FACONNES GAINES CIRC.","Pièce",80.63,"OUI","OUI"]
["232529","TY355-315 TE OBLIQUE 45°","2031","ACCESSOIRES FACONNES GAINES CIRC.","Pièce",98.87,"OUI","OUI"]
["232530","TY355-355 TE OBLIQUE 45°","2031","ACCESSOIRES FACONNES GAINES CIRC.","Pièce",117.12,"OUI","OUI"]
["232531","TY400-200 TE OBLIQUE 45°","2031","ACCESSOIRES FACONNES GAINES CIRC.","Pièce",73.58,"OUI","OUI"]
["232532","TY400-250 TE OBLIQUE 45°","2031","ACCESSOIRES FACONNES GAINES CIRC.","Pièce",88,"OUI","OUI"]
["232533","TY400-315 TE OBLIQUE 45°","2031","ACCESSOIRES FACONNES GAINES CIRC.","Pièce",106.92,"OUI","OUI"]
["232534","TY400-355 TE OBLIQUE 45°","2031","ACCESSOIRES FACONNES GAINES CIRC.","Pièce",119.87,"OUI","OUI"]
["232535","TY400-400 TE OBLIQUE 45°","2031","ACCESSOIRES FACONNES GAINES CIRC.","Pièce",142,"OUI","OUI"]
["232536","TY450-250 TE OBLIQUE 45°","2031","ACCESSOIRES FACONNES GAINES CIRC.","Pièce",116.25,"OUI","OUI"]
["232537","TY450-315 TE OBLIQUE 45°","2031","ACCESSOIRES FACONNES GAINES CIRC.","Pièce",139.91999999999999,"OUI","OUI"]
["232538","TY450-355 TE OBLIQUE 45°","2031","ACCESSOIRES FACONNES GAINES CIRC.","Pièce",155.36000000000001,"OUI","OUI"]
["232539","TY450-400 TE OBLIQUE 45°","2031","ACCESSOIRES FACONNES GAINES CIRC.","Pièce",176.35,"OUI","OUI"]
["232540","TY450-450 TE OBLIQUE 45°","2031","ACCESSOIRES FACONNES GAINES CIRC.","Pièce",213.84,"OUI","OUI"]
["232541","TY500-315 TE OBLIQUE 45°","2031","ACCESSOIRES FACONNES GAINES CIRC.","Pièce",152.80000000000001,"OUI","OUI"]
["232542","TY500-355 TE OBLIQUE 45°","2031","ACCESSOIRES FACONNES GAINES CIRC.","Pièce",169.04,"OUI","OUI"]
["232543","TY500-400 TE OBLIQUE 45°","2031","ACCESSOIRES FACONNES GAINES CIRC.","Pièce",189.42,"OUI","OUI"]
["232544","TY500-450 TE OBLIQUE 45°","2031","ACCESSOIRES FACONNES GAINES CIRC.","Pièce",238.18,"OUI","OUI"]
["232545","TY500-500 TE OBLIQUE 45°","2031","ACCESSOIRES FACONNES GAINES CIRC.","Pièce",259.32,"OUI","OUI"]
["232546","TY560-355 TE OBLIQUE 45°","2031","ACCESSOIRES FACONNES GAINES CIRC.","Pièce",183.66,"OUI","OUI"]
["232547","TY560-400 TE OBLIQUE 45°","2031","ACCESSOIRES FACONNES GAINES CIRC.","Pièce",204.92,"OUI","OUI"]
["232548","TY560-450 TE OBLIQUE 45°","2031","ACCESSOIRES FACONNES GAINES CIRC.","Pièce",236.64,"OUI","OUI"]
["232549","TY560-500 TE OBLIQUE 45°","2031","ACCESSOIRES FACONNES GAINES CIRC.","Pièce",265.49,"OUI","OUI"]
["232550","TY560-560 TE OBLIQUE 45°","2031","ACCESSOIRES FACONNES GAINES CIRC.","Pièce",312.58,"OUI","OUI"]
["232551","TY630-400 TE OBLIQUE 45°","2031","ACCESSOIRES FACONNES GAINES CIRC.","Pièce",257.3,"OUI","OUI"]
["232552","TY630-450 TE OBLIQUE 45°","2031","ACCESSOIRES FACONNES GAINES CIRC.","Pièce",295.33,"OUI","OUI"]
["232553","TY630-500 TE OBLIQUE 45°","2031","ACCESSOIRES FACONNES GAINES CIRC.","Pièce",328.94,"OUI","OUI"]
["232554","TY630-560 TE OBLIQUE 45°","2031","ACCESSOIRES FACONNES GAINES CIRC.","Pièce",613.07000000000005,"OUI","OUI"]
["232555","TY630-630 TE OBLIQUE 45°","2031","ACCESSOIRES FACONNES GAINES CIRC.","Pièce",287.43,"OUI","OUI"]
["232560","TY710-710 TE OBLIQUE 45°","2031","ACCESSOIRES FACONNES GAINES CIRC.","Pièce",344.9,"OUI","OUI"]
["232565","TY800-800 TE OBLIQUE 45°","2031","ACCESSOIRES FACONNES GAINES CIRC.","Pièce",595.92999999999995,"OUI","OUI"]
["232570","TY900-900 TE OBLIQUE 45°","2031","ACCESSOIRES FACONNES GAINES CIRC.","Pièce",685.5,"OUI","OUI"]
["232597","TY150-080 TE OBLIQUE 45°","2031","ACCESSOIRES FACONNES GAINES CIRC.","Pièce",33.770000000000003,"OUI","OUI"]
["232598","TY150-125 TE OBLIQUE 45°","2031","ACCESSOIRES FACONNES GAINES CIRC.","Pièce",31.57,"OUI","OUI"]
["232599","TY150-150 TE OBLIQUE 45°","2031","ACCESSOIRES FACONNES GAINES CIRC.","Pièce",29.37,"OUI","OUI"]
["234001","YV080 CULOTTE 45°","2031","ACCESSOIRES FACONNES GAINES CIRC.","Pièce",28.04,"OUI","OUI"]
["234002","YV100 CULOTTE 45°","2031","ACCESSOIRES FACONNES GAINES CIRC.","Pièce",27.75,"OUI","OUI"]
["234003","YV125 CULOTTE 45°","2031","ACCESSOIRES FACONNES GAINES CIRC.","Pièce",24.94,"OUI","OUI"]
["234004","YV160 CULOTTE 45°","2031","ACCESSOIRES FACONNES GAINES CIRC.","Pièce",28.56,"OUI","OUI"]
["234005","YV200 CULOTTE 45°","2031","ACCESSOIRES FACONNES GAINES CIRC.","Pièce",37.229999999999997,"OUI","OUI"]
["234006","YV250 CULOTTE 45°","2031","ACCESSOIRES FACONNES GAINES CIRC.","Pièce",50.31,"OUI","OUI"]
["234007","YV315 CULOTTE 45°","2031","ACCESSOIRES FACONNES GAINES CIRC.","Pièce",99.65,"OUI","OUI"]
["234008","YV355 CULOTTE 45°","2031","ACCESSOIRES FACONNES GAINES CIRC.","Pièce",84.39,"OUI","OUI"]
["234009","YV400 CULOTTE 45°","2031","ACCESSOIRES FACONNES GAINES CIRC.","Pièce",102.16,"OUI","OUI"]
["234010","YV450 CULOTTE 45°","2031","ACCESSOIRES FACONNES GAINES CIRC.","Pièce",140.52000000000001,"OUI","OUI"]
["234011","YV500 CULOTTE 45°","2031","ACCESSOIRES FACONNES GAINES CIRC.","Pièce",167.89,"OUI","OUI"]
["234012","YV560 CULOTTE 45°","2031","ACCESSOIRES FACONNES GAINES CIRC.","Pièce",178.02,"OUI","OUI"]
["234013","YV630 CULOTTE 45°","2031","ACCESSOIRES FACONNES GAINES CIRC.","Pièce",275.08,"OUI","OUI"]
["234014","YV710  CULOTTE 45°","2031","ACCESSOIRES FACONNES GAINES CIRC.","Pièce",0,"OUI","OUI"]
["234015","YV800 CULOTTE 45°","2031","ACCESSOIRES FACONNES GAINES CIRC.","Pièce",523.32000000000005,"OUI","OUI"]
["234031","YV150 CULOTTE 45°","2031","ACCESSOIRES FACONNES GAINES CIRC.","Pièce",26.19,"OUI","OUI"]
["234101","YV100/080/080 CULOTTE 45°","2031","ACCESSOIRES FACONNES GAINES CIRC.","Pièce",31.32,"OUI","OUI"]
["234102","YV125/100/100 CULOTTE 45°","2031","ACCESSOIRES FACONNES GAINES CIRC.","Pièce",24.89,"OUI","OUI"]
["234103","YV160/125/125 CULOTTE 45°","2031","ACCESSOIRES FACONNES GAINES CIRC.","Pièce",30.8,"OUI","OUI"]
["234104","YV200/160/160 CULOTTE 45°","2031","ACCESSOIRES FACONNES GAINES CIRC.","Pièce",41.39,"OUI","OUI"]
["234105","YV250/200/200 CULOTTE 45°","2031","ACCESSOIRES FACONNES GAINES CIRC.","Pièce",52.05,"OUI","OUI"]
["234106","YV315/250/250 CULOTTE 45°","2031","ACCESSOIRES FACONNES GAINES CIRC.","Pièce",79.62,"OUI","OUI"]
["234107","YV355/315/315 CULOTTE 45°","2031","ACCESSOIRES FACONNES GAINES CIRC.","Pièce",95.86,"OUI","OUI"]
["234108","YV400/355/355 CULOTTE 45°","2031","ACCESSOIRES FACONNES GAINES CIRC.","Pièce",125.17,"OUI","OUI"]
["234109","YV450/400/400 CULOTTE 45°","2031","ACCESSOIRES FACONNES GAINES CIRC.","Pièce",171.17,"OUI","OUI"]
["234110","YV500/450/450 CULOTTE 45°","2031","ACCESSOIRES FACONNES GAINES CIRC.","Pièce",169.17,"OUI","OUI"]
["234111","YV560/500/500 CULOTTE 45°","2031","ACCESSOIRES FACONNES GAINES CIRC.","Pièce",241.34,"OUI","OUI"]
["234133","YV160/100/100 CULOTTE 45°","2031","ACCESSOIRES FACONNES GAINES CIRC.","Pièce",31.53,"OUI","OUI"]
["234134","YV200/125/125 CULOTTE 45°","2031","ACCESSOIRES FACONNES GAINES CIRC.","Pièce",44.6,"OUI","OUI"]
["234135","YV250/160/160 CULOTTE 45°","2031","ACCESSOIRES FACONNES GAINES CIRC.","Pièce",50.51,"OUI","OUI"]
["234136","YV160/080/080 CULOTTE 45°","2031","ACCESSOIRES FACONNES GAINES CIRC.","Pièce",46.09,"OUI","OUI"]
["234137","YV150/125/125 CULOTTE 45°","2031","ACCESSOIRES FACONNES GAINES CIRC.","Pièce",29.84,"OUI","OUI"]
["234138","YV125/080/080 CULOTTE 45°","2031","ACCESSOIRES FACONNES GAINES CIRC.","Pièce",26.69,"OUI","OUI"]
["234139","YV150/080/080 CULOTTE 45°","2031","ACCESSOIRES FACONNES GAINES CIRC.","Pièce",51.87,"OUI","OUI"]
["234140","YV200/100/100 CULOTTE 45°","2031","ACCESSOIRES FACONNES GAINES CIRC.","Pièce",40.85,"OUI","OUI"]
["234141","YV250/125/125 CULOTTE 45°","2031","ACCESSOIRES FACONNES GAINES CIRC.","Pièce",48.03,"OUI","OUI"]
["234142","YV315/125/125 CULOTTE 45°","2031","ACCESSOIRES FACONNES GAINES CIRC.","Pièce",69.23,"OUI","OUI"]
["234143","YV315/160/160 CULOTTE 45°","2031","ACCESSOIRES FACONNES GAINES CIRC.","Pièce",75.13,"OUI","OUI"]
["234144","YV315/200/200 CULOTTE 45°","2031","ACCESSOIRES FACONNES GAINES CIRC.","Pièce",73.78,"OUI","OUI"]
["234145","YV355/200/200 CULOTTE 45°","2031","ACCESSOIRES FACONNES GAINES CIRC.","Pièce",90.48,"OUI","OUI"]
["234146","YV355/250/250 CULOTTE 45°","2031","ACCESSOIRES FACONNES GAINES CIRC.","Pièce",91.15,"OUI","OUI"]
["234147","YV400/200/200 CULOTTE 45°","2031","ACCESSOIRES FACONNES GAINES CIRC.","Pièce",94.24,"OUI","OUI"]
["234148","YV400/250/250 CULOTTE 45°","2031","ACCESSOIRES FACONNES GAINES CIRC.","Pièce",101.75,"OUI","OUI"]
["234149","YV400/315/315 CULOTTE 45°","2031","ACCESSOIRES FACONNES GAINES CIRC.","Pièce",105.78,"OUI","OUI"]
["234150","YV450/250/250 CULOTTE 45°","2031","ACCESSOIRES FACONNES GAINES CIRC.","Pièce",149.11000000000001,"OUI","OUI"]
["234151","YV450/315/315 CULOTTE 45°","2031","ACCESSOIRES FACONNES GAINES CIRC.","Pièce",158.16,"OUI","OUI"]
["234152","YV450/355/355 CULOTTE 45°","2031","ACCESSOIRES FACONNES GAINES CIRC.","Pièce",162.53,"OUI","OUI"]
["234153","YV500/315/315 CULOTTE 45°","2031","ACCESSOIRES FACONNES GAINES CIRC.","Pièce",127.18,"OUI","OUI"]
["234154","YV500/355/355 CULOTTE 45°","2031","ACCESSOIRES FACONNES GAINES CIRC.","Pièce",182.65,"OUI","OUI"]
["234155","YV500/400/400 CULOTTE 45°","2031","ACCESSOIRES FACONNES GAINES CIRC.","Pièce",193.18,"OUI","OUI"]
["234156","YV560/400/400 CULOTTE 45°","2031","ACCESSOIRES FACONNES GAINES CIRC.","Pièce",217.67,"OUI","OUI"]
["234157","YV560/450/450 CULOTTE 45°","2031","ACCESSOIRES FACONNES GAINES CIRC.","Pièce",234.7,"OUI","OUI"]
["234158","YV630/400/400 CULOTTE 45°","2031","ACCESSOIRES FACONNES GAINES CIRC.","Pièce",308.22000000000003,"OUI","OUI"]
["234159","YV630/450/450 CULOTTE 45°","2031","ACCESSOIRES FACONNES GAINES CIRC.","Pièce",336.32,"OUI","OUI"]
["234160","YV630/500/500 CULOTTE 45°","2031","ACCESSOIRES FACONNES GAINES CIRC.","Pièce",258.85000000000002,"OUI","OUI"]
["410001","GSN 080 - CONDUIT FLEXIBLE NU D.080 M0","4101","CONDUITS FLEX. FEUILLES D'ALU. NU","ML",3.21,"OUI","OUI"]
["410002","GSN 100 - CONDUIT FLEXIBLE NU D.100 M0","4101","CONDUITS FLEX. FEUILLES D'ALU. NU","ML",3.58,"OUI","OUI"]
["410003","GSN 125 - CONDUIT FLEXIBLE NU D.125 M0","4101","CONDUITS FLEX. FEUILLES D'ALU. NU","ML",3.88,"OUI","OUI"]
["410004","GSN 160 - CONDUIT FLEXIBLE NU D.160 M0","4101","CONDUITS FLEX. FEUILLES D'ALU. NU","ML",4.54,"OUI","OUI"]
["410005","GSN 200 - CONDUIT FLEXIBLE NU D.200 M0","4101","CONDUITS FLEX. FEUILLES D'ALU. NU","ML",6.04,"OUI","OUI"]
["410006","GSN 250 - CONDUIT FLEXIBLE NU D.250 M0","4101","CONDUITS FLEX. FEUILLES D'ALU. NU","ML",8.5,"OUI","OUI"]
["410007","GSN 315 - CONDUIT FLEXIBLE NU D.315 M0","4101","CONDUITS FLEX. FEUILLES D'ALU. NU","ML",10.57,"OUI","OUI"]
["410008","GSN 355 - CONDUIT FLEXIBLE NU D.355 M0","4101","CONDUITS FLEX. FEUILLES D'ALU. NU","ML",14.26,"OUI","OUI"]
["410009","GSN 400 - CONDUIT FLEXIBLE NU D.400 M0","4101","CONDUITS FLEX. FEUILLES D'ALU. NU","ML",16.8,"OUI","OUI"]
["410010","GSN 450 - CONDUIT FLEXIBLE NU D.450 M0","4101","CONDUITS FLEX. FEUILLES D'ALU. NU","ML",23.41,"OUI","OUI"]
["410011","GSN 500 - CONDUIT FLEXIBLE NU D.500 M0","4101","CONDUITS FLEX. FEUILLES D'ALU. NU","ML",25.96,"OUI","OUI"]
["410012","GSN 560 - CONDUIT FLEXIBLE NU D.560 M0","4101","CONDUITS FLEX. FEUILLES D'ALU. NU","ML",33.979999999999997,"OUI","OUI"]
["410013","GSN 630 - CONDUIT FLEXIBLE NU D.630 M0","4101","CONDUITS FLEX. FEUILLES D'ALU. NU","ML",38.22,"OUI","OUI"]
["410021","GSIP 25 080 - CONDUIT FLEXIBLE PHONIQUE, ISOLE LDV 25mm M0-M1","4102","CONDUITS FLEX. FEUILLES D'ALU. ISO","ML",7.35,"OUI","OUI"]
["410022","GSIP 25 100 - CONDUIT FLEXIBLE PHONIQUE, ISOLE LDV 25mm M0-M1","4102","CONDUITS FLEX. FEUILLES D'ALU. ISO","ML",8.9700000000000006,"OUI","OUI"]
["410023","GSIP 25 125 - CONDUIT FLEXIBLE PHONIQUE, ISOLE LDV 25mm M0-M1","4102","CONDUITS FLEX. FEUILLES D'ALU. ISO","ML",9.92,"OUI","OUI"]
["410024","GSIP 25 160 - CONDUIT FLEXIBLE PHONIQUE, ISOLE LDV 25mm M0-M1","4102","CONDUITS FLEX. FEUILLES D'ALU. ISO","ML",11.27,"OUI","OUI"]
["410025","GSIP 25 200 - CONDUIT FLEXIBLE PHONIQUE, ISOLE LDV 25mm M0-M1","4102","CONDUITS FLEX. FEUILLES D'ALU. ISO","ML",13.97,"OUI","OUI"]
["410026","GSIP 25 250 - CONDUIT FLEXIBLE PHONIQUE, ISOLE LDV 25mm M0-M1","4102","CONDUITS FLEX. FEUILLES D'ALU. ISO","ML",17.12,"OUI","OUI"]
["410027","GSIP 25 315 - CONDUIT FLEXIBLE PHONIQUE, ISOLE LDV 25mm M0-M1","4102","CONDUITS FLEX. FEUILLES D'ALU. ISO","ML",22.97,"OUI","OUI"]
["410028","GSIP 25 355 - CONDUIT FLEXIBLE PHONIQUE, ISOLE LDV 25mm M0-M1","4102","CONDUITS FLEX. FEUILLES D'ALU. ISO","ML",23.99,"OUI","OUI"]
["410029","GSIP 25 400 - CONDUIT FLEXIBLE PHONIQUE, ISOLE LDV 25mm M0-M1","4102","CONDUITS FLEX. FEUILLES D'ALU. ISO","ML",31.07,"OUI","OUI"]
["410030","GSIP 25 450 - CONDUIT FLEXIBLE PHONIQUE, ISOLE LDV 25mm M0-M1","4102","CONDUITS FLEX. FEUILLES D'ALU. ISO","ML",38.67,"OUI","OUI"]
["410031","GSIP 25 500 - CONDUIT FLEXIBLE PHONIQUE, ISOLE LDV 25mm M0-M1","4102","CONDUITS FLEX. FEUILLES D'ALU. ISO","ML",42.1,"OUI","OUI"]
["410032","GSIP 25 560 - CONDUIT FLEXIBLE PHONIQUE, ISOLE LDV 25mm M0-M1","4102","CONDUITS FLEX. FEUILLES D'ALU. ISO","ML",46.62,"OUI","OUI"]
["410033","GSIP 25 630 - CONDUIT FLEXIBLE PHONIQUE, ISOLE LDV 25 mm M0-M1","4102","CONDUITS FLEX. FEUILLES D'ALU. ISO","ML",50.21,"OUI","OUI"]
["410041","GSIT 25 080 - CONDUIT FLEXIBLE THERMIQUE, ISOLE LDV 25mm M0-M1","4102","CONDUITS FLEX. FEUILLES D'ALU. ISO","ML",7.35,"OUI","OUI"]
["410042","GSIT 25 100 - CONDUIT FLEXIBLE THERMIQUE, ISOLE LDV 25mm M0-M1","4102","CONDUITS FLEX. FEUILLES D'ALU. ISO","ML",8.9700000000000006,"OUI","OUI"]
["410043","GSIT 25 125-CONDUIT FLEXIBLE THERMIQUE, ISOLE LDV 25mm M0-M1","4102","CONDUITS FLEX. FEUILLES D'ALU. ISO","ML",9.92,"OUI","OUI"]
["410044","GSIT 25 160-CONDUIT FLEXIBLE THERMIQUE, ISOLE LDV 25mm M0-M1","4102","CONDUITS FLEX. FEUILLES D'ALU. ISO","ML",11.27,"OUI","OUI"]
["410045","GSIT 25 200-CONDUIT FLEXIBLE THERMIQUE, ISOLE LDV 25mm M0-M1","4102","CONDUITS FLEX. FEUILLES D'ALU. ISO","ML",13.97,"OUI","OUI"]
["410046","GSIT 25 250-CONDUIT FLEXIBLE THERMIQUE, ISOLE LDV 25mm M0-M1","4102","CONDUITS FLEX. FEUILLES D'ALU. ISO","ML",17.12,"OUI","OUI"]
["410047","GSIT 25 315 - CONDUIT FLEXIBLE THERMIQUE, ISOLE LDV 25mm M0-M1","4102","CONDUITS FLEX. FEUILLES D'ALU. ISO","ML",22.97,"OUI","OUI"]
["410048","GSIT 25 355 - CONDUIT FLEXIBLE THERMIQUE, ISOLE LDV 25mm M0-M1","4102","CONDUITS FLEX. FEUILLES D'ALU. ISO","ML",23.99,"OUI","OUI"]
["410049","GSIT 25 400 - CONDUIT FLEXIBLE THERMIQUE, ISOLE LDV 25mm M0-M1","4102","CONDUITS FLEX. FEUILLES D'ALU. ISO","ML",31.07,"OUI","OUI"]
["410050","GSIT 25 450 - CONDUIT FLEXIBLE THERMIQUE, ISOLE LDV 25mm M0-M1","4102","CONDUITS FLEX. FEUILLES D'ALU. ISO","ML",38.67,"OUI","OUI"]
["410051","GSIT 25 500 - CONDUIT FLEXIBLE THERMIQUE, ISOLE LDV 25mm M0-M1","4102","CONDUITS FLEX. FEUILLES D'ALU. ISO","ML",42.1,"OUI","OUI"]
["410052","GSIT 25 560 - CONDUIT FLEXIBLE THERMIQUE, ISOLE LDV 25mm M0-M1","4102","CONDUITS FLEX. FEUILLES D'ALU. ISO","ML",46.62,"OUI","OUI"]
["410053","GSIT 25 630 - CONDUIT FLEXIBLE THERMIQUE, ISOLE LDV 25mm M0-M1","4102","CONDUITS FLEX. FEUILLES D'ALU. ISO","ML",50.21,"OUI","OUI"]
["410071","AL PHON D.080 - FLEXIBLE ISOLE M0 - M1 - 10 ML***","4102","CONDUITS FLEX. FEUILLES D'ALU. ISO","ML",11.05,"OUI","OUI"]
["410072","AL PHON D.100 - FLEXIBLE ISOLE M0 - M1 - 10 ML***","4102","CONDUITS FLEX. FEUILLES D'ALU. ISO","ML",13.21,"OUI","OUI"]
["410073","AL PHON D.125-FLEXIBLE ISOLE M0-M1-10 ML***","4102","CONDUITS FLEX. FEUILLES D'ALU. ISO","ML",15.11,"OUI","OUI"]
["410074","AL PHON D.160-FLEXIBLE ISOLE M0-M1-10 ML***","4102","CONDUITS FLEX. FEUILLES D'ALU. ISO","ML",17.559999999999999,"OUI","OUI"]
["410075","AL PHON D.200-FLEXIBLE ISOLE M0-M1-10 ML***","4102","CONDUITS FLEX. FEUILLES D'ALU. ISO","ML",20.76,"OUI","OUI"]
["410076","AL PHON D.250-FLEXIBLE ISOLE M0-M1-10 ML***","4102","CONDUITS FLEX. FEUILLES D'ALU. ISO","ML",25.48,"OUI","OUI"]
["410077","AL PHON D.315 - FLEXIBLE ISOLE M0 - M1 - 10 ML***","4102","CONDUITS FLEX. FEUILLES D'ALU. ISO","ML",30.39,"OUI","OUI"]
["410078","AL PHON D.355 - FLEXIBLE ISOLE M0 - M1 - 10 ML***","4102","CONDUITS FLEX. FEUILLES D'ALU. ISO","ML",40.58,"OUI","OUI"]
["410079","AL PHON D.400 - FLEXIBLE ISOLE M0 - M1 - 10 ML***","4102","CONDUITS FLEX. FEUILLES D'ALU. ISO","ML",54.37,"OUI","OUI"]
["410080","AL PHON D.450 - FLEXIBLE ISOLE M0 - M1 - 10 ML***","4102","CONDUITS FLEX. FEUILLES D'ALU. ISO","ML",59.08,"OUI","OUI"]
["410081","AL PHON D.500 - FLEXIBLE ISOLE M0 - M1 - 10 ML***","4102","CONDUITS FLEX. FEUILLES D'ALU. ISO","ML",61.64,"OUI","OUI"]
["410101","ALU FLEX COMPACT D.080","4201","CONDUITS FLEX. SEMI RIGIDE ALU","ML",4.8499999999999996,"OUI","OUI"]
["410102","ALU FLEX COMPACT D.100","4201","CONDUITS FLEX. SEMI RIGIDE ALU","ML",5.93,"OUI","OUI"]
["410103","ALU FLEX COMPACT D.125","4201","CONDUITS FLEX. SEMI RIGIDE ALU","ML",7.12,"OUI","OUI"]
["410104","ALU FLEX COMPACT D.160","4201","CONDUITS FLEX. SEMI RIGIDE ALU","ML",8.8800000000000008,"OUI","OUI"]
["410105","ALU FLEX COMPACT D.200","4201","CONDUITS FLEX. SEMI RIGIDE ALU","ML",10.87,"OUI","OUI"]
["410106","ALU FLEX COMPACT D.250","4201","CONDUITS FLEX. SEMI RIGIDE ALU","ML",13.65,"OUI","OUI"]
["410107","ALU FLEX COMPACT D.315","4201","CONDUITS FLEX. SEMI RIGIDE ALU","ML",17,"OUI","OUI"]
["410108","ALU FLEX COMPACT D.355","4201","CONDUITS FLEX. SEMI RIGIDE ALU","ML",19.489999999999998,"OUI","OUI"]
["410109","ALU FLEX COMPACT D.400","4201","CONDUITS FLEX. SEMI RIGIDE ALU","ML",28.75,"OUI","OUI"]
["410110","ALU FLEX COMPACT D.450","4201","CONDUITS FLEX. SEMI RIGIDE ALU","ML",32.11,"OUI","OUI"]
["410111","ALU FLEX COMPACT D.500","4201","CONDUITS FLEX. SEMI RIGIDE ALU","ML",36.340000000000003,"OUI","OUI"]
["410112","ALU FLEX D.560","4201","CONDUITS FLEX. SEMI RIGIDE ALU","ML",137.59,"OUI","OUI"]
["410113","ALU FLEX D.630","4201","CONDUITS FLEX. SEMI RIGIDE ALU","ML",159.63999999999999,"OUI","OUI"]
["410241","AC THERM D.080 M1","4301","CONDUITS FLEX. PLASTIQUE","ML",11.99,"OUI","OUI"]
["410242","AC THERM D.100 M1","4301","CONDUITS FLEX. PLASTIQUE","ML",12.41,"OUI","OUI"]
["410243","AC THERM D.125 M1","4301","CONDUITS FLEX. PLASTIQUE","ML",13.85,"OUI","OUI"]
["410244","AC THERM D.160 M1","4301","CONDUITS FLEX. PLASTIQUE","ML",16.489999999999998,"OUI","OUI"]
["410245","AC THERM D.200 M1","4301","CONDUITS FLEX. PLASTIQUE","ML",21.21,"OUI","OUI"]
["410246","AC THERM D.250 M1","4301","CONDUITS FLEX. PLASTIQUE","ML",27.78,"OUI","OUI"]
["410247","AC THERM D.315 M1","4301","CONDUITS FLEX. PLASTIQUE","ML",34.18,"OUI","OUI"]
["410248","AC THERM D.355 M1","4301","CONDUITS FLEX. PLASTIQUE","ML",42.6,"OUI","OUI"]
["410249","AC THERM D.400 M1","4301","CONDUITS FLEX. PLASTIQUE","ML",48.02,"OUI","OUI"]
["410250","AC THERM D.450 M1","4301","CONDUITS FLEX. PLASTIQUE","ML",56.53,"OUI","OUI"]
["410251","AC THERM D.500 M1","4301","CONDUITS FLEX. PLASTIQUE","ML",62.98,"OUI","OUI"]
["410252","AC THERM D.560 M1","4301","CONDUITS FLEX. PLASTIQUE","ML",70.11,"OUI","OUI"]
["410261","GSIP 50 080 - CONDUIT FLEXIBLE PHONIQUE ISOLE LDV 50mm M0-M1","4102","CONDUITS FLEX. FEUILLES D'ALU. ISO","ML",13.67,"OUI","OUI"]
["410262","GSIP 50 100 - CONDUIT FLEXIBLE PHONIQUE ISOLE LDV 50mm M0-M1","4102","CONDUITS FLEX. FEUILLES D'ALU. ISO","ML",14.86,"OUI","OUI"]
["410263","GSIP 50 125 - CONDUIT FLEXIBLE PHONIQUE ISOLE LDV 50mm M0-M1","4102","CONDUITS FLEX. FEUILLES D'ALU. ISO","ML",16.760000000000002,"OUI","OUI"]
["410264","GSIP 50 160 - CONDUIT FLEXIBLE PHONIQUE ISOLE LDV 50mm M0-M1","4102","CONDUITS FLEX. FEUILLES D'ALU. ISO","ML",20.5,"OUI","OUI"]
["410265","GSIP 50 200 - CONDUIT FLEXIBLE PHONIQUE ISOLE LDV 50mm M0-M1","4102","CONDUITS FLEX. FEUILLES D'ALU. ISO","ML",21.61,"OUI","OUI"]
["410266","GSIP 50 250 - CONDUIT FLEXIBLE PHONIQUE ISOLE LDV 50mm M0-M1","4102","CONDUITS FLEX. FEUILLES D'ALU. ISO","ML",25.96,"OUI","OUI"]
["410267","GSIP 50 315 - CONDUIT FLEXIBLE PHONIQUE ISOLE LDV 50mm M0-M1","4102","CONDUITS FLEX. FEUILLES D'ALU. ISO","ML",29.33,"OUI","OUI"]
["410268","GSIP 50 355 - CONDUIT FLEXIBLE PHONIQUE ISOLE LDV 50mm M0-M1","4102","CONDUITS FLEX. FEUILLES D'ALU. ISO","ML",33.380000000000003,"OUI","OUI"]
["410269","GSIP 50 400 - CONDUIT FLEXIBLE PHONIQUE ISOLE LDV 50mm M0-M1","4102","CONDUITS FLEX. FEUILLES D'ALU. ISO","ML",38.409999999999997,"OUI","OUI"]
["410270","GSIP 50 450 - CONDUIT FLEXIBLE PHONIQUE ISOLE LDV 50mm M0-M1","4102","CONDUITS FLEX. FEUILLES D'ALU. ISO","ML",42.56,"OUI","OUI"]
["410271","GSIP 50 500 - CONDUIT FLEXIBLE PHONIQUE ISOLE LDV 50mm M0-M1","4102","CONDUITS FLEX. FEUILLES D'ALU. ISO","ML",46.26,"OUI","OUI"]
["410281","GSIT 50 080 - CONDUIT FLEXIBLE THERMIQUE ISOLE LDV 50mm M0-M1","4102","CONDUITS FLEX. FEUILLES D'ALU. ISO","ML",13.67,"OUI","OUI"]
["410282","GSIT 50 100 - CONDUIT FLEXIBLE THERMIQUE ISOLE LDV 50mm M0-M1","4102","CONDUITS FLEX. FEUILLES D'ALU. ISO","ML",14.86,"OUI","OUI"]
["410283","GSIT 50 125 - CONDUIT FLEXIBLE THERMIQUE, ISOLE LDV 50mm M0-M1","4102","CONDUITS FLEX. FEUILLES D'ALU. ISO","ML",16.760000000000002,"OUI","OUI"]
["410284","GSIT 50 160 - CONDUIT FLEXIBLE THERMIQUE, ISOLE LDV 50mm M0-M1","4102","CONDUITS FLEX. FEUILLES D'ALU. ISO","ML",20.5,"OUI","OUI"]
["410285","GSIT 50 200 - CONDUIT FLEXIBLE THERMIQUE, ISOLE LDV 50mm M0-M1","4102","CONDUITS FLEX. FEUILLES D'ALU. ISO","ML",21.61,"OUI","OUI"]
["410286","GSIT 50 250 - CONDUIT FLEXIBLE THERMIQUE, ISOLE LDV 50mm M0-M1","4102","CONDUITS FLEX. FEUILLES D'ALU. ISO","ML",25.96,"OUI","OUI"]
["410287","GSIT 50 315 - CONDUIT FLEXIBLE THERMIQUE ISOLE LDV 50mm M0-M1","4102","CONDUITS FLEX. FEUILLES D'ALU. ISO","ML",29.33,"OUI","OUI"]
["410288","GSIT 50 355 - CONDUIT FLEXIBLE THERMIQUE ISOLE LDV 50mm M0-M1","4102","CONDUITS FLEX. FEUILLES D'ALU. ISO","ML",33.380000000000003,"OUI","OUI"]
["410289","GSIT 50 400 - CONDUIT FLEXIBLE THERMIQUE ISOLE LDV 50mm M0-M1","4102","CONDUITS FLEX. FEUILLES D'ALU. ISO","ML",38.409999999999997,"OUI","OUI"]
["410290","GSIT 50 450 - CONDUIT FLEXIBLE THERMIQUE ISOLE LDV 50mm M0-M1","4102","CONDUITS FLEX. FEUILLES D'ALU. ISO","ML",42.56,"OUI","OUI"]
["410291","GSIT 50 500 - CONDUIT FLEXIBLE THERMIQUE ISOLE LDV 50mm M0-M1","4102","CONDUITS FLEX. FEUILLES D'ALU. ISO","ML",46.26,"OUI","OUI"]
["410306","GSRC D.250 GALVAFLEX SEMI RIGIDE COMPACT","4202","CONDUITS FLEX. SEMI RIGIDE GALVA","ML",30.43,"OUI","OUI"]
["410307","GSR D.315 GALVAFLEX SEMI RIGIDE","4202","CONDUITS FLEX. SEMI RIGIDE GALVA","ML",41.15,"OUI","OUI"]
["410308","GSR D.355 GALVAFLEX SEMI RIGIDE ","4202","CONDUITS FLEX. SEMI RIGIDE GALVA","ML",54.6,"OUI","OUI"]
["410309","GSR D.400 GALVAFLEX SEMI RIGIDE","4202","CONDUITS FLEX. SEMI RIGIDE GALVA","ML",56.19,"OUI","OUI"]
["410310","GSR D.450 GALVAFLEX SEMI RIGIDE","4202","CONDUITS FLEX. SEMI RIGIDE GALVA","ML",89.66,"OUI","OUI"]
["410311","GSR D.500 GALVAFLEX SEMI RIGIDE","4202","CONDUITS FLEX. SEMI RIGIDE GALVA","ML",105.84,"OUI","OUI"]
["410312","GSR D.560 GALVAFLEX SEMI RIGIDE","4202","CONDUITS FLEX. SEMI RIGIDE GALVA","ML",145.53,"OUI","OUI"]
["410313","GSR D.630 GALVAFLEX SEMI RIGIDE","4202","CONDUITS FLEX. SEMI RIGIDE GALVA","ML",163.16999999999999,"OUI","OUI"]
["410321","GSRC D.080 GALVAFLEX SEMI RIGIDE COMPACT","4202","CONDUITS FLEX. SEMI RIGIDE GALVA","ML",8.7799999999999994,"OUI","OUI"]
["410322","GSRC D.100 GALVAFLEX SEMI RIGIDE COMPACT","4202","CONDUITS FLEX. SEMI RIGIDE GALVA","ML",10.54,"OUI","OUI"]
["410323","GSRC D.125 GALVAFLEX SEMI RIGIDE COMPACT","4202","CONDUITS FLEX. SEMI RIGIDE GALVA","ML",12.71,"OUI","OUI"]
["410324","GSRC D.160 GALVAFLEX SEMI RIGIDE COMPACT","4202","CONDUITS FLEX. SEMI RIGIDE GALVA","ML",16.98,"OUI","OUI"]
["410325","GSRC D.200 GALVAFLEX SEMI RIGIDE COMPACT","4202","CONDUITS FLEX. SEMI RIGIDE GALVA","ML",21.03,"OUI","OUI"]
["410351","GSIP-FAD25 080-CONDUIT FLEXI. PHON. ISO 25mm+FILM ANTIDEFIBRAGE M0-M1","4102","CONDUITS FLEX. FEUILLES D'ALU. ISO","ML",11.68,"OUI","OUI"]
["410352","GSIP-FAD25 100-CONDUIT FLEXI. PHON. ISO 25mm+FILM ANTIDEFIBRAGE M0-M1","4102","CONDUITS FLEX. FEUILLES D'ALU. ISO","ML",11.91,"OUI","OUI"]
["410353","GSIP-FAD25 125-CONDUIT FLEXI. PHON. ISO 25mm+FILM ANTIDEFIBRAGE M0-M1","4102","CONDUITS FLEX. FEUILLES D'ALU. ISO","ML",11.86,"OUI","OUI"]
["410354","GSIP-FAD25 160-CONDUIT FLEXI. PHON. ISO 25mm+FILM ANTIDEFIBRAGE M0-M1","4102","CONDUITS FLEX. FEUILLES D'ALU. ISO","ML",14.1,"OUI","OUI"]
["410355","GSIP-FAD25 200-CONDUIT FLEXI. PHON. ISO 25mm+FILM ANTIDEFIBRAGE M0-M1","4102","CONDUITS FLEX. FEUILLES D'ALU. ISO","ML",16.48,"OUI","OUI"]
["410356","GSIP-FAD25 250-CONDUIT FLEXI. PHON. ISO 25mm+FILM ANTIDEFIBRAGE M0-M1","4102","CONDUITS FLEX. FEUILLES D'ALU. ISO","ML",20.350000000000001,"OUI","OUI"]
["410357","GSIP-FAD25 315-CONDUIT FLEXI. PHON. ISO 25mm+FILM ANTIDEFIBRAGE M0-M1","4102","CONDUITS FLEX. FEUILLES D'ALU. ISO","ML",25.75,"OUI","OUI"]
["410358","GSIP-FAD25 355-CONDUIT FLEXI. PHON. ISO 25mm+FILM ANTIDEFIBRAGE M0-M1","4102","CONDUITS FLEX. FEUILLES D'ALU. ISO","ML",30.22,"OUI","OUI"]
["410359","GSIP-FAD25 400-CONDUIT FLEXI. PHON. ISO 25mm+FILM ANTIDEFIBRAGE M0-M1","4102","CONDUITS FLEX. FEUILLES D'ALU. ISO","ML",35.299999999999997,"OUI","OUI"]
["410360","GSIP-FAD25 450-CONDUIT FLEXI. PHON. ISO 25mm+FILM ANTIDEFIBRAGE M0-M1","4102","CONDUITS FLEX. FEUILLES D'ALU. ISO","ML",39.07,"OUI","OUI"]
["410361","GSIP-FAD25 500-CONDUIT FLEXI. PHON. ISO 25mm+FILM ANTIDEFIBRAGE M0-M1","4102","CONDUITS FLEX. FEUILLES D'ALU. ISO","ML",43.34,"OUI","OUI"]
["410362","GSIP-FAD25 560-CONDUIT FLEXI. PHON. ISO 25mm+FILM ANTIDEFIBRAGE M0-M1","4102","CONDUITS FLEX. FEUILLES D'ALU. ISO","ML",46.95,"OUI","OUI"]
["410363","GSIP-FAD25 630-CONDUIT FLEXI. PHON. ISO 25mm+FILM ANTIDEFIBRAGE M0-M1","4102","CONDUITS FLEX. FEUILLES D'ALU. ISO","ML",48.73,"OUI","OUI"]
["410371","GSIP-FAD50 080-CONDUIT FLEXI. PHON. ISO 50mm+FILM ANTIDEFIBRAGE M0-M1","4102","CONDUITS FLEX. FEUILLES D'ALU. ISO","ML",14.35,"OUI","OUI"]
["410372","GSIP-FAD50 100-CONDUIT FLEXI. PHON. ISO 50mm+FILM ANTIDEFIBRAGE M0-M1","4102","CONDUITS FLEX. FEUILLES D'ALU. ISO","ML",15.6,"OUI","OUI"]
["410373","GSIP-FAD50 125-CONDUIT FLEXI. PHON. ISO 50mm+FILM ANTIDEFIBRAGE M0-M1","4102","CONDUITS FLEX. FEUILLES D'ALU. ISO","ML",17.600000000000001,"OUI","OUI"]
["410374","GSIP-FAD50 160-CONDUIT FLEXI. PHON. ISO 50mm+FILM ANTIDEFIBRAGE M0-M1","4102","CONDUITS FLEX. FEUILLES D'ALU. ISO","ML",21.54,"OUI","OUI"]
["410375","GSIP-FAD50 200-CONDUIT FLEXI. PHON. ISO 50mm+FILM ANTIDEFIBRAGE M0-M1","4102","CONDUITS FLEX. FEUILLES D'ALU. ISO","ML",22.69,"OUI","OUI"]
["410376","GSIP-FAD50 250-CONDUIT FLEXI. PHON. ISO 50mm+FILM ANTIDEFIBRAGE M0-M1","4102","CONDUITS FLEX. FEUILLES D'ALU. ISO","ML",27.26,"OUI","OUI"]
["410377","GSIP-FAD50 315-CONDUIT FLEXI. PHON. ISO 50mm+FILM ANTIDEFIBRAGE M0-M1","4102","CONDUITS FLEX. FEUILLES D'ALU. ISO","ML",30.8,"OUI","OUI"]
["410378","GSIP-FAD50 355-CONDUIT FLEXI. PHON. ISO 50mm+FILM ANTIDEFIBRAGE M0-M1","4102","CONDUITS FLEX. FEUILLES D'ALU. ISO","ML",35.049999999999997,"OUI","OUI"]
["410379","GSIP-FAD50 400-CONDUIT FLEXI. PHON. ISO 50mm+FILM ANTIDEFIBRAGE M0-M1","4102","CONDUITS FLEX. FEUILLES D'ALU. ISO","ML",40.33,"OUI","OUI"]
["410380","GSIP-FAD50 450-CONDUIT FLEXI. PHON. ISO 50mm+FILM ANTIDEFIBRAGE M0-M1","4102","CONDUITS FLEX. FEUILLES D'ALU. ISO","ML",44.69,"OUI","OUI"]
["410381","GSIP-FAD50 500-CONDUIT FLEXI. PHON. ISO 50mm+FILM ANTIDEFIBRAGE M0-M1","4102","CONDUITS FLEX. FEUILLES D'ALU. ISO","ML",48.57,"OUI","OUI"]
["410382","GSIP-FAD50 560-CONDUIT FLEXI. PHON. ISO 50mm+FILM ANTIDEFIBRAGE M0-M1","4102","CONDUITS FLEX. FEUILLES D'ALU. ISO","ML",49.63,"OUI","OUI"]
["410401","GPVC D. 80 - GAINE SOUPLE PVC 70µm (LONGUEUR DE 6 METRES)","4301","CONDUITS FLEX. PLASTIQUE","Longueur",5.37,"OUI","OUI"]
["410403","GPVC D.125 - GAINE SOUPLE PVC 70µm (LONGUEUR DE 6 METRES)","4301","CONDUITS FLEX. PLASTIQUE","Longueur",8.3000000000000007,"OUI","OUI"]
["410404","GPVC D.160 - GAINE SOUPLE PVC 70µm (LONGUEUR DE 6 METRES)","4301","CONDUITS FLEX. PLASTIQUE","Longueur",10.19,"OUI","OUI"]
["410411","GPVCI D. 80 - GAINE SOUPLE PVC 70µm ISOLEE 25mm LDV (6 ML)","4301","CONDUITS FLEX. PLASTIQUE","Longueur",21.9,"OUI","OUI"]
["410413","GPVCI D.125 - GAINE SOUPLE PVC 70µm ISOLEE 25mm LDV (6 ML)","4301","CONDUITS FLEX. PLASTIQUE","Longueur",27.74,"OUI","OUI"]
["410414","GPVCI D.160 - GAINE SOUPLE PVC 70µm ISOLEE 25mm LDV (6 ML)","4301","CONDUITS FLEX. PLASTIQUE","Longueur",34.08,"OUI","OUI"]
["410421","F10 080 - GAINE SOUPLE POLYOLEFINE M1","4301","CONDUITS FLEX. PLASTIQUE","ML",2.59,"OUI","OUI"]
["410422","F10 100 - GAINE SOUPLE POLYOLEFINE M1","4301","CONDUITS FLEX. PLASTIQUE","ML",2.64,"OUI","OUI"]
["410423","F10 125 - GAINE SOUPLE POLYOLEFINE M1","4301","CONDUITS FLEX. PLASTIQUE","ML",3.29,"OUI","OUI"]
["410424","F10 160 - GAINE SOUPLE POLYOLEFINE M1","4301","CONDUITS FLEX. PLASTIQUE","ML",3.75,"OUI","OUI"]
["410425","F10 200 - GAINE SOUPLE POLYOLEFINE M1","4301","CONDUITS FLEX. PLASTIQUE","ML",4.8600000000000003,"OUI","OUI"]
["410426","F10 250 - GAINE SOUPLE POLYOLEFINE M1","4301","CONDUITS FLEX. PLASTIQUE","ML",6.3,"OUI","OUI"]
["410427","F10 315 - GAINE SOUPLE POLYOLEFINE M1","4301","CONDUITS FLEX. PLASTIQUE","ML",8.19,"OUI","OUI"]
["410428","F10 355 - GAINE SOUPLE POLYOLEFINE M1","4301","CONDUITS FLEX. PLASTIQUE","ML",9.18,"OUI","OUI"]
["410429","F10 400 - GAINE SOUPLE POLYOLEFINE M1","4301","CONDUITS FLEX. PLASTIQUE","ML",11.58,"OUI","OUI"]
["410431","F10 THERM 080 - GAINE SOUPLE POLYOLEFINE ISOLEE M1","4301","CONDUITS FLEX. PLASTIQUE","ML",8.06,"OUI","OUI"]
["410432","F10 THERM 100 - GAINE SOUPLE POLYOLEFINE ISOLEE M1","4301","CONDUITS FLEX. PLASTIQUE","ML",8.11,"OUI","OUI"]
["410433","F10 THERM 125 - GAINE SOUPLE POLYOLEFINE ISOLEE M1","4301","CONDUITS FLEX. PLASTIQUE","ML",9.07,"OUI","OUI"]
["410434","F10 THERM 160 - GAINE SOUPLE POLYOLEFINE ISOLEE M1","4301","CONDUITS FLEX. PLASTIQUE","ML",10.37,"OUI","OUI"]
["410435","F10 THERM 200 - GAINE SOUPLE POLYOLEFINE ISOLEE M1","4301","CONDUITS FLEX. PLASTIQUE","ML",13.43,"OUI","OUI"]
["410436","F10 THERM 250 - GAINE SOUPLE POLYOLEFINE ISOLEE M1","4301","CONDUITS FLEX. PLASTIQUE","ML",17.37,"OUI","OUI"]
["410437","F10 THERM 315 - GAINE SOUPLE POLYOLEFINE ISOLEE M1","4301","CONDUITS FLEX. PLASTIQUE","ML",21.16,"OUI","OUI"]
["410438","F10 THERM 355 - GAINE SOUPLE POLYOLEFINE ISOLEE M1","4301","CONDUITS FLEX. PLASTIQUE","ML",26.71,"OUI","OUI"]
["410439","F10 THERM 400 - GAINE SOUPLE POLYOLEFINE ISOLEE M1","4301","CONDUITS FLEX. PLASTIQUE","ML",30.84,"OUI","OUI"]
["410451","GPR ISO 080 - GAINE SOUPLE POLYETHYLENE ISOLE Ø80 LG: 2ML","4306","CONDUITS RIGIDE PVC","Pièce",53.7,"OUI","OUI"]
["410452","GPR ISO 125 - GAINE SOUPLE POLYETHYLENE ISOLE Ø125 LG: 2ML","4306","CONDUITS RIGIDE PVC","Pièce",85.57,"OUI","OUI"]
["410453","GPR ISO 150 - GAINE SOUPLE POLYETHYLENE ISOLE Ø150 LG: 2ML","4306","CONDUITS RIGIDE PVC","Pièce",95.72,"OUI","OUI"]
["410454","GPR ISO 160 - GAINE SOUPLE POLYETHYLENE ISOLE Ø160 LG: 2ML","4306","CONDUITS RIGIDE PVC","Pièce",116.15,"OUI","OUI"]
["410461","CDR ISO 80/90 - COUDE 90° SOUPLE POLYETHYLENE ISOLE Ø80","4306","CONDUITS RIGIDE PVC","Pièce",26.85,"OUI","OUI"]
["410462","CDR ISO 80/45 - COUDE 45° SOUPLE POLYETHYLENE ISOLE Ø80","4306","CONDUITS RIGIDE PVC","Pièce",19.309999999999999,"OUI","OUI"]
["410463","CDR ISO 80/30 - COUDE 30° SOUPLE POLYETHYLENE ISOLE Ø80","4306","CONDUITS RIGIDE PVC","Pièce",17.88,"OUI","OUI"]
["410464","CDR ISO 125/90 - COUDE 90° SOUPLE POLYETHYLENE ISOLE Ø125","4306","CONDUITS RIGIDE PVC","Pièce",30.19,"OUI","OUI"]
["410465","CDR ISO 125/45 - COUDE 45° SOUPLE POLYETHYLENE ISOLE Ø125","4306","CONDUITS RIGIDE PVC","Pièce",21.53,"OUI","OUI"]
["410466","CDR ISO 125/30 - COUDE 30° SOUPLE POLYETHYLENE ISOLE Ø125","4306","CONDUITS RIGIDE PVC","Pièce",20.02,"OUI","OUI"]
["410467","CDR ISO 150/90 - COUDE 90° SOUPLE POLYETHYLENE ISOLE Ø150","4306","CONDUITS RIGIDE PVC","Pièce",41.54,"OUI","OUI"]
["410468","CDR ISO 150/45 - COUDE 45° SOUPLE POLYETHYLENE ISOLE Ø150","4306","CONDUITS RIGIDE PVC","Pièce",24.82,"OUI","OUI"]
["410469","CDR ISO 150/30 - COUDE 30° SOUPLE POLYETHYLENE ISOLE Ø150","4306","CONDUITS RIGIDE PVC","Pièce",23.01,"OUI","OUI"]
["410470","CDR ISO 160/90 - COUDE 90° SOUPLE POLYETHYLENE ISOLE Ø160","4306","CONDUITS RIGIDE PVC","Pièce",41.73,"OUI","OUI"]
["410471","CDR ISO 160/45 - COUDE 45° SOUPLE POLYETHYLENE ISOLE Ø160","4306","CONDUITS RIGIDE PVC","Pièce",25.51,"OUI","OUI"]
["410472","CDR ISO 160/30 - COUDE 30° SOUPLE POLYETHYLENE ISOLE Ø160","4306","CONDUITS RIGIDE PVC","Pièce",24.1,"OUI","OUI"]
["410473","TER ISO 125/125 - TE EGAL SOUPLE POLYETHYLENE ISOLE Ø125","4306","CONDUITS RIGIDE PVC","Pièce",82.7,"OUI","OUI"]
["410474","TER ISO 150/125 - TE REDUIT SOUPLE POLYETHYLENE ISOLE Ø150/125","4306","CONDUITS RIGIDE PVC","Pièce",91.2,"OUI","OUI"]
["410475","TER ISO 160/125 - TE REDUIT SOUPLE POLYETHYLENE ISOLE Ø160/125","4306","CONDUITS RIGIDE PVC","Pièce",93.84,"OUI","OUI"]
["410476","MFR ISO 125 - MANCHON RACCORD POUR GPR ISO Ø125","4306","CONDUITS RIGIDE PVC","Pièce",21.12,"OUI","OUI"]
["410477","MFR ISO 150 - MANCHON RACCORD POUR GPR ISO Ø150","4306","CONDUITS RIGIDE PVC","Pièce",10.89,"OUI","OUI"]
["410478","MFR ISO 160 - MANCHON RACCORD POUR GPR ISO Ø160","4306","CONDUITS RIGIDE PVC","Pièce",9.7200000000000006,"OUI","OUI"]
["410601","SA10-080 FLEXIBLE PVC ANTIBACTERIEN M1","4301","CONDUITS FLEX. PLASTIQUE","ML",3.97,"OUI","OUI"]
["410602","SA10-100 FLEXIBLE PVC ANTIBACTERIEN M1","4301","CONDUITS FLEX. PLASTIQUE","ML",4.0599999999999996,"OUI","OUI"]
["410603","SA10-125 FLEXIBLE PVC ANTIBACTERIEN M1","4301","CONDUITS FLEX. PLASTIQUE","ML",5.05,"OUI","OUI"]
["410604","SA10-160 FLEXIBLE PVC ANTIBACTERIEN M1","4301","CONDUITS FLEX. PLASTIQUE","ML",6.1,"OUI","OUI"]
["410605","SA10-200 FLEXIBLE PVC ANTIBACTERIEN M1","4301","CONDUITS FLEX. PLASTIQUE","ML",7.78,"OUI","OUI"]
["410606","SA10-250 FLEXIBLE PVC ANTIBACTERIEN M1","4301","CONDUITS FLEX. PLASTIQUE","ML",11.2,"OUI","OUI"]
["410607","SA10-315 FLEXIBLE PVC ANTIBACTERIEN M1","4301","CONDUITS FLEX. PLASTIQUE","ML",15.02,"OUI","OUI"]
["410608","SA10-355 FLEXIBLE PVC ANTIBACTERIEN M1","4301","CONDUITS FLEX. PLASTIQUE","ML",17.55,"OUI","OUI"]
["410609","SA10-400 FLEXIBLE PVC ANTIBACTERIEN M1","4301","CONDUITS FLEX. PLASTIQUE","ML",21.2,"OUI","OUI"]
["410621","SA10 THERM-080 FLEXIBLE PVC ANTIBACTERIEN ISOLE M1","4301","CONDUITS FLEX. PLASTIQUE","ML",12.63,"OUI","OUI"]
["410622","SA10 THERM-100 FLEXIBLE PVC ANTIBACTERIEN ISOLE M1","4301","CONDUITS FLEX. PLASTIQUE","ML",12.7,"OUI","OUI"]
["410623","SA10 THERM-125 FLEXIBLE PVC ANTIBACTERIEN ISOLE M1","4301","CONDUITS FLEX. PLASTIQUE","ML",14.67,"OUI","OUI"]
["410624","SA10 THERM-160 FLEXIBLE PVC ANTIBACTERIEN ISOLE M1","4301","CONDUITS FLEX. PLASTIQUE","ML",17.440000000000001,"OUI","OUI"]
["410625","SA10 THERM-200 FLEXIBLE PVC ANTIBACTERIEN ISOLE M1","4301","CONDUITS FLEX. PLASTIQUE","ML",20.62,"OUI","OUI"]
["410626","SA10 THERM-250 FLEXIBLE PVC ANTIBACTERIEN ISOLE M1","4301","CONDUITS FLEX. PLASTIQUE","ML",27.75,"OUI","OUI"]
["410627","SA10 THERM-315 FLEXIBLE PVC ANTIBACTERIEN ISOLE M1","4301","CONDUITS FLEX. PLASTIQUE","ML",34.43,"OUI","OUI"]
["410628","SA10 THERM-355 FLEXIBLE PVC ANTIBACTERIEN ISOLE M1","4301","CONDUITS FLEX. PLASTIQUE","ML",44.01,"OUI","OUI"]
["410629","SA10 THERM-400 FLEXIBLE PVC ANTIBACTERIEN ISOLE M1","4301","CONDUITS FLEX. PLASTIQUE","ML",49.9,"OUI","OUI"]
["410641","AR10-080 FLEXIBLE PVC ARME ANTIBACTERIEN M1","4301","CONDUITS FLEX. PLASTIQUE","ML",6.89,"OUI","OUI"]
["410642","AR10-100 FLEXIBLE PVC ARME ANTIBACTERIEN M1","4301","CONDUITS FLEX. PLASTIQUE","ML",7.49,"OUI","OUI"]
["410643","AR10-125 FLEXIBLE PVC ARME ANTIBACTERIEN M1","4301","CONDUITS FLEX. PLASTIQUE","ML",9.17,"OUI","OUI"]
["410644","AR10-160 FLEXIBLE PVC ARME ANTIBACTERIEN M1","4301","CONDUITS FLEX. PLASTIQUE","ML",11.65,"OUI","OUI"]
["410645","AR10-200 FLEXIBLE PVC ARME ANTIBACTERIEN M1","4301","CONDUITS FLEX. PLASTIQUE","ML",14.76,"OUI","OUI"]
["410646","AR10-250 FLEXIBLE PVC ARME ANTIBACTERIEN M1","4301","CONDUITS FLEX. PLASTIQUE","ML",19.77,"OUI","OUI"]
["410647","AR10-315 FLEXIBLE PVC ARME ANTIBACTERIEN M1","4301","CONDUITS FLEX. PLASTIQUE","ML",25.66,"OUI","OUI"]
["410648","AR10-355 FLEXIBLE PVC ARME ANTIBACTERIEN M1","4301","CONDUITS FLEX. PLASTIQUE","ML",28.89,"OUI","OUI"]
["410649","AR10-400 FLEXIBLE PVC ARME ANTIBACTERIEN M1","4301","CONDUITS FLEX. PLASTIQUE","ML",33.99,"OUI","OUI"]
["410651","AR10-500 FLEXIBLE PVC ARME ANTIBACTERIEN M1","4301","CONDUITS FLEX. PLASTIQUE","ML",42.26,"OUI","OUI"]
["410661","AR10 THERM-080 FLEXIBLE PVC ARME ANTIBACTERIEN ISOLE M1","4301","CONDUITS FLEX. PLASTIQUE","ML",15.22,"OUI","OUI"]
["410662","AR10 THERM-100 FLEXIBLE PVC ARME ANTIBACTERIEN ISOLE M1","4301","CONDUITS FLEX. PLASTIQUE","ML",15.81,"OUI","OUI"]
["410663","AR10 THERM-125 FLEXIBLE PVC ARME ANTIBACTERIEN ISOLE M1","4301","CONDUITS FLEX. PLASTIQUE","ML",18.73,"OUI","OUI"]
["410664","AR10 THERM-160 FLEXIBLE PVC ARME ANTIBACTERIEN ISOLE M1","4301","CONDUITS FLEX. PLASTIQUE","ML",22.99,"OUI","OUI"]
["410665","AR10 THERM-200 FLEXIBLE PVC ARME ANTIBACTERIEN ISOLE M1","4301","CONDUITS FLEX. PLASTIQUE","ML",27.65,"OUI","OUI"]
["410666","AR10 THERM-250 FLEXIBLE PVC ARME ANTIBACTERIEN ISOLE M1","4301","CONDUITS FLEX. PLASTIQUE","ML",36.32,"OUI","OUI"]
["410667","AR10 THERM-315 FLEXIBLE PVC ARME ANTIBACTERIEN ISOLE M1","4301","CONDUITS FLEX. PLASTIQUE","ML",45.1,"OUI","OUI"]
["410668","AR10 THERM-355 FLEXIBLE PVC ARME ANTIBACTERIEN ISOLE M1","4301","CONDUITS FLEX. PLASTIQUE","ML",55.29,"OUI","OUI"]
["410669","AR10 THERM-400 FLEXIBLE PVC ARME ANTIBACTERIEN ISOLE M1","4301","CONDUITS FLEX. PLASTIQUE","ML",62.72,"OUI","OUI"]
["410671","AR10 THERM-500 FLEXIBLE PVC ARME ANTIBACTERIEN ISOLE M1","4301","CONDUITS FLEX. PLASTIQUE","ML",81.55,"OUI","OUI"]
["410681","SA10-AM-080 FLEXIBLE PVC ANTIBACTERIEN M1 AMAGNETIQUE","4301","CONDUITS FLEX. PLASTIQUE","ML",5.45,"OUI","OUI"]
["410682","SA10-AM-100 FLEXIBLE PVC ANTIBACTERIEN M1 AMAGNETIQUE","4301","CONDUITS FLEX. PLASTIQUE","ML",6.2,"OUI","OUI"]
["410683","SA10-AM-125 FLEXIBLE PVC ANTIBACTERIEN M1 AMAGNETIQUE","4301","CONDUITS FLEX. PLASTIQUE","ML",9.4600000000000009,"OUI","OUI"]
["410684","SA10-AM-160 FLEXIBLE PVC ANTIBACTERIEN M1 AMAGNETIQUE","4301","CONDUITS FLEX. PLASTIQUE","ML",10.61,"OUI","OUI"]
["410685","SA10-AM-200 FLEXIBLE PVC ANTIBACTERIEN M1 AMAGNETIQUE","4301","CONDUITS FLEX. PLASTIQUE","ML",15.06,"OUI","OUI"]
["410686","SA10-AM-250 FLEXIBLE PVC ANTIBACTERIEN M1 AMAGNETIQUE","4301","CONDUITS FLEX. PLASTIQUE","ML",18.239999999999998,"OUI","OUI"]
["410687","SA10-AM-315 FLEXIBLE PVC ANTIBACTERIEN M1 AMAGNETIQUE","4301","CONDUITS FLEX. PLASTIQUE","ML",27.26,"OUI","OUI"]
["410688","SA10-AM-355 FLEXIBLE PVC ANTIBACTERIEN M1 AMAGNETIQUE","4301","CONDUITS FLEX. PLASTIQUE","ML",35.19,"OUI","OUI"]
["410689","SA10-AM-400 FLEXIBLE PVC ANTIBACTERIEN M1 AMAGNETIQUE","4301","CONDUITS FLEX. PLASTIQUE","ML",46.77,"OUI","OUI"]
["410701","SA10-AM THERM-080 FLEXIBLE PVC ANTIBACTERIEN ISOLE M1 AMAGNETIQUE","4301","CONDUITS FLEX. PLASTIQUE","ML",12.87,"OUI","OUI"]
["410702","SA10-AM THERM-100 FLEXIBLE PVC ANTIBACTERIEN ISOLE M1 AMAGNETIQUE","4301","CONDUITS FLEX. PLASTIQUE","ML",13.63,"OUI","OUI"]
["410703","SA10-AM THERM-125 FLEXIBLE PVC ANTIBACTERIEN ISOLE M1 AMAGNETIQUE","4301","CONDUITS FLEX. PLASTIQUE","ML",17.64,"OUI","OUI"]
["410704","SA10-AM THERM-160 FLEXIBLE PVC ANTIBACTERIEN ISOLE M1 AMAGNETIQUE","4301","CONDUITS FLEX. PLASTIQUE","ML",20.32,"OUI","OUI"]
["410705","SA10-AM THERM-200 FLEXIBLE PVC ANTIBACTERIEN ISOLE M1 AMAGNETIQUE","4301","CONDUITS FLEX. PLASTIQUE","ML",26.1,"OUI","OUI"]
["410706","SA10-AM THERM-250 FLEXIBLE PVC ANTIBACTERIEN ISOLE M1 AMAGNETIQUE","4301","CONDUITS FLEX. PLASTIQUE","ML",32.46,"OUI","OUI"]
["410707","SA10-AM THERM-315 FLEXIBLE PVC ANTIBACTERIEN ISOLE M1 AMAGNETIQUE","4301","CONDUITS FLEX. PLASTIQUE","ML",43.9,"OUI","OUI"]
["410708","SA10-AM THERM-355 FLEXIBLE PVC ANTIBACTERIEN ISOLE M1 AMAGNETIQUE","4301","CONDUITS FLEX. PLASTIQUE","ML",57.77,"OUI","OUI"]
["410709","SA10-AM THERM-400 FLEXIBLE PVC ANTIBACTERIEN ISOLE M1 AMAGNETIQUE","4301","CONDUITS FLEX. PLASTIQUE","ML",71.400000000000006,"OUI","OUI"]
["410721","AR10-AM-080 FLEXIBLE PVC ARME ANTIBACTERIEN M1 AMAGNETIQUE","4301","CONDUITS FLEX. PLASTIQUE","ML",7.93,"OUI","OUI"]
["410722","AR10-AM-100 FLEXIBLE PVC ARME ANTIBACTERIEN M1 AMAGNETIQUE","4301","CONDUITS FLEX. PLASTIQUE","ML",9.17,"OUI","OUI"]
["410723","AR10-AM-125 FLEXIBLE PVC ARME ANTIBACTERIEN M1 AMAGNETIQUE","4301","CONDUITS FLEX. PLASTIQUE","ML",12.94,"OUI","OUI"]
["410724","AR10-AM-160 FLEXIBLE PVC ARME ANTIBACTERIEN M1 AMAGNETIQUE","4301","CONDUITS FLEX. PLASTIQUE","ML",15.36,"OUI","OUI"]
["410725","AR10-AM-200 FLEXIBLE PVC ARME ANTIBACTERIEN M1 AMAGNETIQUE","4301","CONDUITS FLEX. PLASTIQUE","ML",21.06,"OUI","OUI"]
["410726","AR10-AM-250 FLEXIBLE PVC ARME ANTIBACTERIEN M1 AMAGNETIQUE","4301","CONDUITS FLEX. PLASTIQUE","ML",25.57,"OUI","OUI"]
["410727","AR10-AM-315 FLEXIBLE PVC ARME ANTIBACTERIEN M1 AMAGNETIQUE","4301","CONDUITS FLEX. PLASTIQUE","ML",36.369999999999997,"OUI","OUI"]
["410728","AR10-AM-355 FLEXIBLE PVC ARME ANTIBACTERIEN M1 AMAGNETIQUE","4301","CONDUITS FLEX. PLASTIQUE","ML",44.84,"OUI","OUI"]
["410729","AR10-AM-400 FLEXIBLE PVC ARME ANTIBACTERIEN M1 AMAGNETIQUE","4301","CONDUITS FLEX. PLASTIQUE","ML",57.77,"OUI","OUI"]
["410731","AR10-AM-500 FLEXIBLE PVC ARME ANTIBACTERIEN M1 AMAGNETIQUE","4301","CONDUITS FLEX. PLASTIQUE","ML",92.16,"OUI","OUI"]
["410741","AR10-AM THERM-080 FLEXIBLE PVC ARME ANTIBACTERIEN ISOLE M1 AMAGNETIQU","4301","CONDUITS FLEX. PLASTIQUE","ML",15.06,"OUI","OUI"]
["410742","AR10-AM THERM-100 FLEXIBLE PVC ARME ANTIBACTERIEN ISOLE M1 AMAGNETIQU","4301","CONDUITS FLEX. PLASTIQUE","ML",16.309999999999999,"OUI","OUI"]
["410743","AR10-AM THERM-125 FLEXIBLE PVC ARME ANTIBACTERIEN ISOLE M1 AMAGNETIQU","4301","CONDUITS FLEX. PLASTIQUE","ML",21.16,"OUI","OUI"]
["410744","AR10-AM THERM-160 FLEXIBLE PVC ARME ANTIBACTERIEN ISOLE M1 AMAGNETIQU","4301","CONDUITS FLEX. PLASTIQUE","ML",25.07,"OUI","OUI"]
["410745","AR10-AM THERM-200 FLEXIBLE PVC ARME ANTIBACTERIEN ISOLE M1 AMAGNETIQU","4301","CONDUITS FLEX. PLASTIQUE","ML",32.11,"OUI","OUI"]
["410746","AR10-AM THERM-250 FLEXIBLE PVC ARME ANTIBACTERIEN ISOLE M1 AMAGNETIQU","4301","CONDUITS FLEX. PLASTIQUE","ML",39.79,"OUI","OUI"]
["410747","AR10-AM THERM-315 FLEXIBLE PVC ARME ANTIBACTERIEN ISOLE M1 AMAGNETIQU","4301","CONDUITS FLEX. PLASTIQUE","ML",53.02,"OUI","OUI"]
["410748","AR10-AM THERM-355 FLEXIBLE PVC ARME ANTIBACTERIEN ISOLE M1 AMAGNETIQU","4301","CONDUITS FLEX. PLASTIQUE","ML",67.48,"OUI","OUI"]
["410749","AR10-AM THERM-400 FLEXIBLE PVC ARME ANTIBACTERIEN ISOLE M1 AMAGNETIQU","4301","CONDUITS FLEX. PLASTIQUE","ML",82.4,"OUI","OUI"]
["410751","AR10-AM THERM-500 FLEXIBLE PVC ARME ANTIBACTERIEN ISOLE M1 AMAGNETIQU","4301","CONDUITS FLEX. PLASTIQUE","ML",125.85,"OUI","OUI"]
["410801","F10/ESP 080 - GAINE SEMI-RIGIDE POLYETHYLENE ISOLEE","4306","CONDUITS RIGIDE PVC","Longueur",33.630000000000003,"OUI","OUI"]
["410802","F10/ESP 100 - GAINE SEMI-RIGIDE POLYETHYLENE ISOLEE","4306","CONDUITS RIGIDE PVC","Longueur",35.979999999999997,"OUI","OUI"]
["410803","F10/ESP 125 - GAINE SEMI-RIGIDE POLYETHYLENE ISOLEE","4306","CONDUITS RIGIDE PVC","Longueur",37.4,"OUI","OUI"]
["410804","F10/ESP 160 - GAINE SEMI-RIGIDE POLYETHYLENE ISOLEE","4306","CONDUITS RIGIDE PVC","Longueur",42.47,"OUI","OUI"]
["410805","F10/ESP 200 - GAINE SEMI-RIGIDE POLYETHYLENE ISOLEE","4306","CONDUITS RIGIDE PVC","Longueur",53.32,"OUI","OUI"]
["410806","F10/ESP 250 - GAINE SEMI-RIGIDE POLYETHYLENE ISOLEE","4306","CONDUITS RIGIDE PVC","Longueur",0,"OUI","OUI"]
["410851","F10/ESP-PLUS 080-GAINE SEMI-RIGIDE POLYETHYLENE RENFORCE ISOLEE 2.5ml","4306","CONDUITS RIGIDE PVC","Longueur",100.86,"OUI","OUI"]
["410852","F10/ESP-PLUS 100-GAINE SEMI-RIGIDE POLYETHYLENE RENFORCE ISOLEE 2.5ml","4306","CONDUITS RIGIDE PVC","Longueur",107.95,"OUI","OUI"]
["410853","F10/ESP-PLUS 125-GAINE SEMI-RIGIDE POLYETHYLENE RENFORCE ISOLEE 2.5ml","4306","CONDUITS RIGIDE PVC","Longueur",112.19,"OUI","OUI"]
["410854","F10/ESP-PLUS 160-GAINE SEMI-RIGIDE POLYETHYLENE RENFORCE ISOLEE 2.5ml","4306","CONDUITS RIGIDE PVC","Longueur",127.41,"OUI","OUI"]
["410855","F10/ESP-PLUS 200-GAINE SEMI-RIGIDE POLYETHYLENE RENFORCE ISOLEE 2.5ml","4306","CONDUITS RIGIDE PVC","Longueur",159.96,"OUI","OUI"]
["410901","GPVC20 D. 80 - GAINE SOUPLE PVC 70µm (LONGUEUR DE 20 METRES)","4306","CONDUITS RIGIDE PVC","Longueur",26.46,"OUI","OUI"]
["410903","GPVC20 D.125 - GAINE SOUPLE PVC 70µm (LONGUEUR DE 20 METRES)","4306","CONDUITS RIGIDE PVC","Longueur",39.69,"OUI","OUI"]
["411001","M30 D051-FLEX INDUS TISSU RENFORCEE POLYAMIDE+PVC","4305","CONDUITS FLEX. INDUSTRIELS","ML",6.4,"OUI","OUI"]
["411002","M30 D060-FLEX INDUS TISSU RENFORCEE POLYAMIDE+PVC","4305","CONDUITS FLEX. INDUSTRIELS","ML",7.09,"OUI","OUI"]
["411003","M30 D063-FLEX INDUS TISSU RENFORCEE POLYAMIDE+PVC","4305","CONDUITS FLEX. INDUSTRIELS","ML",7.33,"OUI","OUI"]
["411004","M30 D070-FLEX INDUS TISSU RENFORCEE POLYAMIDE+PVC","4305","CONDUITS FLEX. INDUSTRIELS","ML",8.09,"OUI","OUI"]
["411005","M30 D076-FLEX INDUS TISSU RENFORCEE POLYAMIDE+PVC","4305","CONDUITS FLEX. INDUSTRIELS","ML",8.33,"OUI","OUI"]
["411006","M30 D080-FLEX INDUS TISSU RENFORCEE POLYAMIDE+PVC","4305","CONDUITS FLEX. INDUSTRIELS","ML",8.92,"OUI","OUI"]
["411007","M30 D082-FLEX INDUS TISSU RENFORCEE POLYAMIDE+PVC","4305","CONDUITS FLEX. INDUSTRIELS","ML",9.17,"OUI","OUI"]
["411008","M30 D090-FLEX INDUS TISSU RENFORCEE POLYAMIDE+PVC","4305","CONDUITS FLEX. INDUSTRIELS","ML",9.82,"OUI","OUI"]
["411009","M30 D102-FLEX INDUS TISSU RENFORCEE POLYAMIDE+PVC","4305","CONDUITS FLEX. INDUSTRIELS","ML",10.95,"OUI","OUI"]
["411010","M30 D110-FLEX INDUS TISSU RENFORCEE POLYAMIDE+PVC","4305","CONDUITS FLEX. INDUSTRIELS","ML",11.25,"OUI","OUI"]
["411011","M30 D120-FLEX INDUS TISSU RENFORCEE POLYAMIDE+PVC","4305","CONDUITS FLEX. INDUSTRIELS","ML",11.74,"OUI","OUI"]
["411012","M30 D127-FLEX INDUS TISSU RENFORCEE POLYAMIDE+PVC","4305","CONDUITS FLEX. INDUSTRIELS","ML",12.49,"OUI","OUI"]
["411013","M30 D130-FLEX INDUS TISSU RENFORCEE POLYAMIDE+PVC","4305","CONDUITS FLEX. INDUSTRIELS","ML",12.94,"OUI","OUI"]
["411014","M30 D140-FLEX INDUS TISSU RENFORCEE POLYAMIDE+PVC","4305","CONDUITS FLEX. INDUSTRIELS","ML",13.52,"OUI","OUI"]
["411015","M30 D152-FLEX INDUS TISSU RENFORCEE POLYAMIDE+PVC","4305","CONDUITS FLEX. INDUSTRIELS","ML",14.07,"OUI","OUI"]
["411016","M30 D160-FLEX INDUS TISSU RENFORCEE POLYAMIDE+PVC","4305","CONDUITS FLEX. INDUSTRIELS","ML",15.16,"OUI","OUI"]
["411017","M30 D180-FLEX INDUS TISSU RENFORCEE POLYAMIDE+PVC","4305","CONDUITS FLEX. INDUSTRIELS","ML",16.510000000000002,"OUI","OUI"]
["411018","M30 D203-FLEX INDUS TISSU RENFORCEE POLYAMIDE+PVC","4305","CONDUITS FLEX. INDUSTRIELS","ML",19.87,"OUI","OUI"]
["411019","M30 D228-FLEX INDUS TISSU RENFORCEE POLYAMIDE+PVC","4305","CONDUITS FLEX. INDUSTRIELS","ML",23.68,"OUI","OUI"]
["411020","M30 D254-FLEX INDUS TISSU RENFORCEE POLYAMIDE+PVC","4305","CONDUITS FLEX. INDUSTRIELS","ML",25.17,"OUI","OUI"]
["411021","M30 D279-FLEX INDUS TISSU RENFORCEE POLYAMIDE+PVC","4305","CONDUITS FLEX. INDUSTRIELS","ML",27.65,"OUI","OUI"]
["411022","M30 D305-FLEX INDUS TISSU RENFORCEE POLYAMIDE+PVC","4305","CONDUITS FLEX. INDUSTRIELS","ML",29.73,"OUI","OUI"]
["411023","M30 D356-FLEX INDUS TISSU RENFORCEE POLYAMIDE+PVC","4305","CONDUITS FLEX. INDUSTRIELS","ML",32.950000000000003,"OUI","OUI"]
["411024","M30 D406-FLEX INDUS TISSU RENFORCEE POLYAMIDE+PVC","4305","CONDUITS FLEX. INDUSTRIELS","ML",37.07,"OUI","OUI"]
["411031","M90 P D040-FLEX INDUS TISSU POLYAMIDE+PVC","4305","CONDUITS FLEX. INDUSTRIELS","ML",9.66,"OUI","OUI"]
["411033","M90 P D051-FLEX INDUS TISSU POLYAMIDE+PVC","4305","CONDUITS FLEX. INDUSTRIELS","ML",10.01,"OUI","OUI"]
["411035","M90 P D060-FLEX INDUS TISSU POLYAMIDE+PVC","4305","CONDUITS FLEX. INDUSTRIELS","ML",10.26,"OUI","OUI"]
["411036","M90 P D063-FLEX INDUS TISSU POLYAMIDE+PVC","4305","CONDUITS FLEX. INDUSTRIELS","ML",10.65,"OUI","OUI"]
["411038","M90 P D070-FLEX INDUS TISSU POLYAMIDE+PVC","4305","CONDUITS FLEX. INDUSTRIELS","ML",11.65,"OUI","OUI"]
["411039","M90 P D075-FLEX INDUS TISSU POLYAMIDE+PVC","4305","CONDUITS FLEX. INDUSTRIELS","ML",12.34,"OUI","OUI"]
["411040","M90 P D080-FLEX INDUS TISSU POLYAMIDE+PVC","4305","CONDUITS FLEX. INDUSTRIELS","ML",12.68,"OUI","OUI"]
["411041","M90 P D082-FLEX INDUS TISSU POLYAMIDE+PVC","4305","CONDUITS FLEX. INDUSTRIELS","ML",13.03,"OUI","OUI"]
["411042","M90 P D090-FLEX INDUS TISSU POLYAMIDE+PVC","4305","CONDUITS FLEX. INDUSTRIELS","ML",13.38,"OUI","OUI"]
["411043","M90 P D100-FLEX INDUS TISSU POLYAMIDE+PVC","4305","CONDUITS FLEX. INDUSTRIELS","ML",13.97,"OUI","OUI"]
["411044","M90 P D110-FLEX INDUS TISSU POLYAMIDE+PVC","4305","CONDUITS FLEX. INDUSTRIELS","ML",14.86,"OUI","OUI"]
["411045","M90 P D120-FLEX INDUS TISSU POLYAMIDE+PVC","4305","CONDUITS FLEX. INDUSTRIELS","ML",15.66,"OUI","OUI"]
["411046","M90 P D125-FLEX INDUS TISSU POLYAMIDE+PVC","4305","CONDUITS FLEX. INDUSTRIELS","ML",16.510000000000002,"OUI","OUI"]
["411047","M90 P D130-FLEX INDUS TISSU POLYAMIDE+PVC","4305","CONDUITS FLEX. INDUSTRIELS","ML",17.239999999999998,"OUI","OUI"]
["411048","M90 P D140-FLEX INDUS TISSU POLYAMIDE+PVC","4305","CONDUITS FLEX. INDUSTRIELS","ML",18.28,"OUI","OUI"]
["411049","M90 P D150-FLEX INDUS TISSU POLYAMIDE+PVC","4305","CONDUITS FLEX. INDUSTRIELS","ML",19.43,"OUI","OUI"]
["411050","M90 P D160-FLEX INDUS TISSU POLYAMIDE+PVC","4305","CONDUITS FLEX. INDUSTRIELS","ML",20.56,"OUI","OUI"]
["411051","M90 P D180-FLEX INDUS TISSU POLYAMIDE+PVC","4305","CONDUITS FLEX. INDUSTRIELS","ML",22.54,"OUI","OUI"]
["411052","M90 P D200-FLEX INDUS TISSU POLYAMIDE+PVC","4305","CONDUITS FLEX. INDUSTRIELS","ML",24.38,"OUI","OUI"]
["411054","M90 P D250-FLEX INDUS TISSU POLYAMIDE+PVC","4305","CONDUITS FLEX. INDUSTRIELS","ML",29.23,"OUI","OUI"]
["411056","M90 P D300-FLEX INDUS TISSU POLYAMIDE+PVC","4305","CONDUITS FLEX. INDUSTRIELS","ML",34.54,"OUI","OUI"]
["411057","M90 P D350-FLEX INDUS TISSU POLYAMIDE+PVC","4305","CONDUITS FLEX. INDUSTRIELS","ML",38.799999999999997,"OUI","OUI"]
["411058","M90 P D400-FLEX INDUS TISSU POLYAMIDE+PVC","4305","CONDUITS FLEX. INDUSTRIELS","ML",48.71,"OUI","OUI"]
["411059","M90 P D450-FLEX INDUS TISSU POLYAMIDE+PVC","4305","CONDUITS FLEX. INDUSTRIELS","ML",54.1,"OUI","OUI"]
["411060","M90 P D500-FLEX INDUS TISSU POLYAMIDE+PVC","4305","CONDUITS FLEX. INDUSTRIELS","ML",60.16,"OUI","OUI"]
["411061","M90 P D550-FLEX INDUS TISSU POLYAMIDE+PVC","4305","CONDUITS FLEX. INDUSTRIELS","ML",67.03,"OUI","OUI"]
["411062","M90 P D600-FLEX INDUS TISSU POLYAMIDE+PVC","4305","CONDUITS FLEX. INDUSTRIELS","ML",73.88,"OUI","OUI"]
["411063","M90 P D700-FLEX INDUS TISSU POLYAMIDE+PVC","4305","CONDUITS FLEX. INDUSTRIELS","ML",92.6,"OUI","OUI"]
["411065","M90 P D315-FLEX INDUS TISSU POLYAMIDE+PVC","4305","CONDUITS FLEX. INDUSTRIELS","ML",36.22,"OUI","OUI"]
["411071","M90 FV D040-FLEX INDUS TISSU FIBRE DE VERRE+PVC","4305","CONDUITS FLEX. INDUSTRIELS","ML",11.45,"OUI","OUI"]
["411073","M90 FV D051-FLEX INDUS TISSU FIBRE DE VERRE+PVC","4305","CONDUITS FLEX. INDUSTRIELS","ML",11.8,"OUI","OUI"]
["411075","M90 FV D060-FLEX INDUS TISSU FIBRE DE VERRE+PVC","4305","CONDUITS FLEX. INDUSTRIELS","ML",12.04,"OUI","OUI"]
["411076","M90 FV D063-FLEX INDUS TISSU FIBRE DE VERRE+PVC","4305","CONDUITS FLEX. INDUSTRIELS","ML",12.63,"OUI","OUI"]
["411078","M90 FV D070-FLEX INDUS TISSU FIBRE DE VERRE+PVC","4305","CONDUITS FLEX. INDUSTRIELS","ML",13.72,"OUI","OUI"]
["411079","M90 FV D075-FLEX INDUS TISSU FIBRE DE VERRE+PVC","4305","CONDUITS FLEX. INDUSTRIELS","ML",14.52,"OUI","OUI"]
["411080","M90 FV D080-FLEX INDUS TISSU FIBRE DE VERRE+PVC","4305","CONDUITS FLEX. INDUSTRIELS","ML",15.41,"OUI","OUI"]
["411081","M90 FV D082-FLEX INDUS TISSU FIBRE DE VERRE+PVC","4305","CONDUITS FLEX. INDUSTRIELS","ML",15.75,"OUI","OUI"]
["411082","M90 FV D090-FLEX INDUS TISSU FIBRE DE VERRE+PVC","4305","CONDUITS FLEX. INDUSTRIELS","ML",16.11,"OUI","OUI"]
["411083","M90 FV D100-FLEX INDUS TISSU FIBRE DE VERRE+PVC","4305","CONDUITS FLEX. INDUSTRIELS","ML",16.899999999999999,"OUI","OUI"]
["411084","M90 FV D110-FLEX INDUS TISSU FIBRE DE VERRE+PVC","4305","CONDUITS FLEX. INDUSTRIELS","ML",17.989999999999998,"OUI","OUI"]
["411085","M90 FV D120-FLEX INDUS TISSU FIBRE DE VERRE+PVC","4305","CONDUITS FLEX. INDUSTRIELS","ML",18.97,"OUI","OUI"]
["411086","M90 FV D125-FLEX INDUS TISSU FIBRE DE VERRE+PVC","4305","CONDUITS FLEX. INDUSTRIELS","ML",19.920000000000002,"OUI","OUI"]
["411087","M90 FV D130-FLEX INDUS TISSU FIBRE DE VERRE+PVC","4305","CONDUITS FLEX. INDUSTRIELS","ML",20.8,"OUI","OUI"]
["411088","M90 FV D140-FLEX INDUS TISSU FIBRE DE VERRE+PVC","4305","CONDUITS FLEX. INDUSTRIELS","ML",22.25,"OUI","OUI"]
["411089","M90 FV D150-FLEX INDUS TISSU FIBRE DE VERRE+PVC","4305","CONDUITS FLEX. INDUSTRIELS","ML",23.54,"OUI","OUI"]
["411090","M90 FV D160-FLEX INDUS TISSU FIBRE DE VERRE+PVC","4305","CONDUITS FLEX. INDUSTRIELS","ML",24.92,"OUI","OUI"]
["411091","M90 FV D180-FLEX INDUS TISSU FIBRE DE VERRE+PVC","4305","CONDUITS FLEX. INDUSTRIELS","ML",27.3,"OUI","OUI"]
["411092","M90 FV D200-FLEX INDUS TISSU FIBRE DE VERRE+PVC","4305","CONDUITS FLEX. INDUSTRIELS","ML",29.58,"OUI","OUI"]
["411094","M90 FV D250-FLEX INDUS TISSU FIBRE DE VERRE+PVC","4305","CONDUITS FLEX. INDUSTRIELS","ML",35.43,"OUI","OUI"]
["411096","M90 FV D300-FLEX INDUS TISSU FIBRE DE VERRE+PVC","4305","CONDUITS FLEX. INDUSTRIELS","ML",41.76,"OUI","OUI"]
["411097","M90 FV D350-FLEX INDUS TISSU FIBRE DE VERRE+PVC","4305","CONDUITS FLEX. INDUSTRIELS","ML",43.9,"OUI","OUI"]
["411098","M90 FV D400-FLEX INDUS TISSU FIBRE DE VERRE+PVC","4305","CONDUITS FLEX. INDUSTRIELS","ML",55.19,"OUI","OUI"]
["411099","M90 FV D450-FLEX INDUS TISSU FIBRE DE VERRE+PVC","4305","CONDUITS FLEX. INDUSTRIELS","ML",61.27,"OUI","OUI"]
["411100","M90 FV D500-FLEX INDUS TISSU FIBRE DE VERRE+PVC","4305","CONDUITS FLEX. INDUSTRIELS","ML",68.16,"OUI","OUI"]
["411101","M90 FV D550-FLEX INDUS TISSU FIBRE DE VERRE+PVC","4305","CONDUITS FLEX. INDUSTRIELS","ML",75.989999999999995,"OUI","OUI"]
["411102","M90 FV D600-FLEX INDUS TISSU FIBRE DE VERRE+PVC","4305","CONDUITS FLEX. INDUSTRIELS","ML",83.73,"OUI","OUI"]
["411103","M90 FV D700-FLEX INDUS TISSU FIBRE DE VERRE+PVC","4305","CONDUITS FLEX. INDUSTRIELS","ML",104.97,"OUI","OUI"]
["411104","M90 FV D800-FLEX INDUS TISSU FIBRE DE VERRE+PVC","4305","CONDUITS FLEX. INDUSTRIELS","ML",137.02000000000001,"OUI","OUI"]
["411105","M90 FV D315-FLEX INDUS TISSU FIBRE DE VERRE+PVC","4305","CONDUITS FLEX. INDUSTRIELS","ML",41.02,"OUI","OUI"]
["411111","L94 D040-FLEX INDUS TISSU POLYAMIDE+2 COUCHES PVC","4305","CONDUITS FLEX. INDUSTRIELS","ML",11.25,"OUI","OUI"]
["411113","L94 D050-FLEX INDUS TISSU POLYAMIDE+2 COUCHES PVC","4305","CONDUITS FLEX. INDUSTRIELS","ML",12.58,"OUI","OUI"]
["411115","L94 D060-FLEX INDUS TISSU POLYAMIDE+2 COUCHES PVC","4305","CONDUITS FLEX. INDUSTRIELS","ML",13.52,"OUI","OUI"]
["411116","L94 D063-FLEX INDUS TISSU POLYAMIDE+2 COUCHES PVC","4305","CONDUITS FLEX. INDUSTRIELS","ML",14.17,"OUI","OUI"]
["411117","L94 D070-FLEX INDUS TISSU POLYAMIDE+2 COUCHES PVC","4305","CONDUITS FLEX. INDUSTRIELS","ML",14.86,"OUI","OUI"]
["411118","L94 D076-FLEX INDUS TISSU POLYAMIDE+2 COUCHES PVC","4305","CONDUITS FLEX. INDUSTRIELS","ML",16.309999999999999,"OUI","OUI"]
["411119","L94 D080-FLEX INDUS TISSU POLYAMIDE+2 COUCHES PVC","4305","CONDUITS FLEX. INDUSTRIELS","ML",17.440000000000001,"OUI","OUI"]
["411120","L94 D090-FLEX INDUS TISSU POLYAMIDE+2 COUCHES PVC","4305","CONDUITS FLEX. INDUSTRIELS","ML",18.04,"OUI","OUI"]
["411121","L94 D100-FLEX INDUS TISSU POLYAMIDE+2 COUCHES PVC","4305","CONDUITS FLEX. INDUSTRIELS","ML",19.47,"OUI","OUI"]
["411122","L94 D110-FLEX INDUS TISSU POLYAMIDE+2 COUCHES PVC","4305","CONDUITS FLEX. INDUSTRIELS","ML",21.11,"OUI","OUI"]
["411123","L94 D120-FLEX INDUS TISSU POLYAMIDE+2 COUCHES PVC","4305","CONDUITS FLEX. INDUSTRIELS","ML",22.49,"OUI","OUI"]
["411124","L94 D125-FLEX INDUS TISSU POLYAMIDE+2 COUCHES PVC","4305","CONDUITS FLEX. INDUSTRIELS","ML",23.84,"OUI","OUI"]
["411125","L94 D130-FLEX INDUS TISSU POLYAMIDE+2 COUCHES PVC","4305","CONDUITS FLEX. INDUSTRIELS","ML",24.28,"OUI","OUI"]
["411126","L94 D140-FLEX INDUS TISSU POLYAMIDE+2 COUCHES PVC","4305","CONDUITS FLEX. INDUSTRIELS","ML",25.81,"OUI","OUI"]
["411127","L94 D150-FLEX INDUS TISSU POLYAMIDE+2 COUCHES PVC","4305","CONDUITS FLEX. INDUSTRIELS","ML",26.5,"OUI","OUI"]
["411128","L94 D160-FLEX INDUS TISSU POLYAMIDE+2 COUCHES PVC","4305","CONDUITS FLEX. INDUSTRIELS","ML",28.89,"OUI","OUI"]
["411129","L94 D180-FLEX INDUS TISSU POLYAMIDE+2 COUCHES PVC","4305","CONDUITS FLEX. INDUSTRIELS","ML",33.04,"OUI","OUI"]
["411130","L94 D200-FLEX INDUS TISSU POLYAMIDE+2 COUCHES PVC","4305","CONDUITS FLEX. INDUSTRIELS","ML",34.14,"OUI","OUI"]
["411132","L94 D250-FLEX INDUS TISSU POLYAMIDE+2 COUCHES PVC","4305","CONDUITS FLEX. INDUSTRIELS","ML",44.14,"OUI","OUI"]
["411134","L94 D300-FLEX INDUS TISSU POLYAMIDE+2 COUCHES PVC","4305","CONDUITS FLEX. INDUSTRIELS","ML",48.71,"OUI","OUI"]
["411135","L94 D350-FLEX INDUS TISSU POLYAMIDE+2 COUCHES PVC","4305","CONDUITS FLEX. INDUSTRIELS","ML",56.73,"OUI","OUI"]
["411136","L94 D400-FLEX INDUS TISSU POLYAMIDE+2 COUCHES PVC","4305","CONDUITS FLEX. INDUSTRIELS","ML",62.87,"OUI","OUI"]
["411138","L94 D500-FLEX INDUS TISSU POLYAMIDE+2 COUCHES PVC","4305","CONDUITS FLEX. INDUSTRIELS","ML",78.290000000000006,"OUI","OUI"]
["411140","L94 D600-FLEX INDUS TISSU POLYAMIDE+2 COUCHES PVC","4305","CONDUITS FLEX. INDUSTRIELS","ML",93.65,"OUI","OUI"]
["411141","L94 D700-FLEX INDUS TISSU POLYAMIDE+2 COUCHES PVC","4305","CONDUITS FLEX. INDUSTRIELS","ML",114.11,"OUI","OUI"]
["411142","L94 D800-FLEX INDUS TISSU POLYAMIDE+2 COUCHES PVC","4305","CONDUITS FLEX. INDUSTRIELS","ML",139.87,"OUI","OUI"]
["411151","L94A D040-FLEX INDUS TISSU POLYAMIDE+2 COUCHES PVC ANTISTATIQUE","4305","CONDUITS FLEX. INDUSTRIELS","ML",11.74,"OUI","OUI"]
["411153","L94A D050-FLEX INDUS TISSU POLYAMIDE+2 COUCHES PVC ANTISTATIQUE","4305","CONDUITS FLEX. INDUSTRIELS","ML",12.98,"OUI","OUI"]
["411155","L94A D060-FLEX INDUS TISSU POLYAMIDE+2 COUCHES PVC ANTISTATIQUE","4305","CONDUITS FLEX. INDUSTRIELS","ML",14.23,"OUI","OUI"]
["411156","L94A D063-FLEX INDUS TISSU POLYAMIDE+2 COUCHES PVC ANTISTATIQUE","4305","CONDUITS FLEX. INDUSTRIELS","ML",14.96,"OUI","OUI"]
["411157","L94A D070-FLEX INDUS TISSU POLYAMIDE+2 COUCHES PVC ANTISTATIQUE","4305","CONDUITS FLEX. INDUSTRIELS","ML",16.649999999999999,"OUI","OUI"]
["411158","L94A D076-FLEX INDUS TISSU POLYAMIDE+2 COUCHES PVC ANTISTATIQUE","4305","CONDUITS FLEX. INDUSTRIELS","ML",18.079999999999998,"OUI","OUI"]
["411159","L94A D080-FLEX INDUS TISSU POLYAMIDE+2 COUCHES PVC ANTISTATIQUE","4305","CONDUITS FLEX. INDUSTRIELS","ML",18.77,"OUI","OUI"]
["411160","L94A D090-FLEX INDUS TISSU POLYAMIDE+2 COUCHES PVC ANTISTATIQUE","4305","CONDUITS FLEX. INDUSTRIELS","ML",20.66,"OUI","OUI"]
["411161","L94A D100-FLEX INDUS TISSU POLYAMIDE+2 COUCHES PVC ANTISTATIQUE","4305","CONDUITS FLEX. INDUSTRIELS","ML",21.85,"OUI","OUI"]
["411162","L94A D110-FLEX INDUS TISSU POLYAMIDE+2 COUCHES PVC ANTISTATIQUE","4305","CONDUITS FLEX. INDUSTRIELS","ML",23.54,"OUI","OUI"]
["411163","L94A D120-FLEX INDUS TISSU POLYAMIDE+2 COUCHES PVC ANTISTATIQUE","4305","CONDUITS FLEX. INDUSTRIELS","ML",25.57,"OUI","OUI"]
["411164","L94A D125-FLEX INDUS TISSU POLYAMIDE+2 COUCHES PVC ANTISTATIQUE","4305","CONDUITS FLEX. INDUSTRIELS","ML",26.3,"OUI","OUI"]
["411165","L94A D130-FLEX INDUS TISSU POLYAMIDE+2 COUCHES PVC ANTISTATIQUE","4305","CONDUITS FLEX. INDUSTRIELS","ML",27.95,"OUI","OUI"]
["411166","L94A D140-FLEX INDUS TISSU POLYAMIDE+2 COUCHES PVC ANTISTATIQUE","4305","CONDUITS FLEX. INDUSTRIELS","ML",29.53,"OUI","OUI"]
["411167","L94A D150-FLEX INDUS TISSU POLYAMIDE+2 COUCHES PVC ANTISTATIQUE","4305","CONDUITS FLEX. INDUSTRIELS","ML",30.27,"OUI","OUI"]
["411168","L94A D160-FLEX INDUS TISSU POLYAMIDE+2 COUCHES PVC ANTISTATIQUE","4305","CONDUITS FLEX. INDUSTRIELS","ML",32.6,"OUI","OUI"]
["411169","L94A D180-FLEX INDUS TISSU POLYAMIDE+2 COUCHES PVC ANTISTATIQUE","4305","CONDUITS FLEX. INDUSTRIELS","ML",37.549999999999997,"OUI","OUI"]
["411170","L94A D200-FLEX INDUS TISSU POLYAMIDE+2 COUCHES PVC ANTISTATIQUE","4305","CONDUITS FLEX. INDUSTRIELS","ML",39.29,"OUI","OUI"]
["411172","L94A D250-FLEX INDUS TISSU POLYAMIDE+2 COUCHES PVC ANTISTATIQUE","4305","CONDUITS FLEX. INDUSTRIELS","ML",49.95,"OUI","OUI"]
["411174","L94A D300-FLEX INDUS TISSU POLYAMIDE+2 COUCHES PVC ANTISTATIQUE","4305","CONDUITS FLEX. INDUSTRIELS","ML",54.7,"OUI","OUI"]
["411175","L94A D350-FLEX INDUS TISSU POLYAMIDE+2 COUCHES PVC ANTISTATIQUE","4305","CONDUITS FLEX. INDUSTRIELS","ML",66.39,"OUI","OUI"]
["411176","L94A D400-FLEX INDUS TISSU POLYAMIDE+2 COUCHES PVC ANTISTATIQUE","4305","CONDUITS FLEX. INDUSTRIELS","ML",73.52,"OUI","OUI"]
["411178","L94A D500-FLEX INDUS TISSU POLYAMIDE+2 COUCHES PVC ANTISTATIQUE","4305","CONDUITS FLEX. INDUSTRIELS","ML",88.04,"OUI","OUI"]
["411180","L94A D600-FLEX INDUS TISSU POLYAMIDE+2 COUCHES PVC ANTISTATIQUE","4305","CONDUITS FLEX. INDUSTRIELS","ML",104.79,"OUI","OUI"]
["411181","L94A D700-FLEX INDUS TISSU POLYAMIDE+2 COUCHES PVC ANTISTATIQUE","4305","CONDUITS FLEX. INDUSTRIELS","ML",125.16,"OUI","OUI"]
["411182","L94A D800-FLEX INDUS TISSU POLYAMIDE+2 COUCHES PVC ANTISTATIQUE","4305","CONDUITS FLEX. INDUSTRIELS","ML",153.65,"OUI","OUI"]
["411201","P60/PU-LZ D060-FLEX INDUS FILM POLYURETHANE 0,4MM SPIRE ACIER","4305","CONDUITS FLEX. INDUSTRIELS","ML",8.86,"OUI","OUI"]
["411202","P60/PU-LZ D063-FLEX INDUS FILM POLYURETHANE 0,4MM SPIRE ACIER","4305","CONDUITS FLEX. INDUSTRIELS","ML",9.36,"OUI","OUI"]
["411203","P60/PU-LZ D070-FLEX INDUS FILM POLYURETHANE 0,4MM SPIRE ACIER","4305","CONDUITS FLEX. INDUSTRIELS","ML",12.04,"OUI","OUI"]
["411204","P60/PU-LZ D076-FLEX INDUS FILM POLYURETHANE 0,4MM SPIRE ACIER","4305","CONDUITS FLEX. INDUSTRIELS","ML",12.43,"OUI","OUI"]
["411205","P60/PU-LZ D080-FLEX INDUS FILM POLYURETHANE 0,4MM SPIRE ACIER","4305","CONDUITS FLEX. INDUSTRIELS","ML",12.54,"OUI","OUI"]
["411206","P60/PU-LZ D090-FLEX INDUS FILM POLYURETHANE 0,4MM SPIRE ACIER","4305","CONDUITS FLEX. INDUSTRIELS","ML",14.03,"OUI","OUI"]
["411207","P60/PU-LZ D100-FLEX INDUS FILM POLYURETHANE 0,4MM SPIRE ACIER","4305","CONDUITS FLEX. INDUSTRIELS","ML",15.22,"OUI","OUI"]
["411208","P60/PU-LZ D110-FLEX INDUS FILM POLYURETHANE 0,4MM SPIRE ACIER","4305","CONDUITS FLEX. INDUSTRIELS","ML",16.55,"OUI","OUI"]
["411209","P60/PU-LZ D120-FLEX INDUS FILM POLYURETHANE 0,4MM SPIRE ACIER","4305","CONDUITS FLEX. INDUSTRIELS","ML",17.440000000000001,"OUI","OUI"]
["411210","P60/PU-LZ D125-FLEX INDUS FILM POLYURETHANE 0,4MM SPIRE ACIER","4305","CONDUITS FLEX. INDUSTRIELS","ML",18.579999999999998,"OUI","OUI"]
["411211","P60/PU-LZ D130-FLEX INDUS FILM POLYURETHANE 0,4MM SPIRE ACIER","4305","CONDUITS FLEX. INDUSTRIELS","ML",22.09,"OUI","OUI"]
["411212","P60/PU-LZ D140-FLEX INDUS FILM POLYURETHANE 0,4MM SPIRE ACIER","4305","CONDUITS FLEX. INDUSTRIELS","ML",23.44,"OUI","OUI"]
["411213","P60/PU-LZ D150-FLEX INDUS FILM POLYURETHANE 0,4MM SPIRE ACIER","4305","CONDUITS FLEX. INDUSTRIELS","ML",24.18,"OUI","OUI"]
["411214","P60/PU-LZ D160-FLEX INDUS FILM POLYURETHANE 0,4MM SPIRE ACIER","4305","CONDUITS FLEX. INDUSTRIELS","ML",25.52,"OUI","OUI"]
["411215","P60/PU-LZ D180-FLEX INDUS FILM POLYURETHANE 0,4MM SPIRE ACIER","4305","CONDUITS FLEX. INDUSTRIELS","ML",28.54,"OUI","OUI"]
["411216","P60/PU-LZ D200-FLEX INDUS FILM POLYURETHANE 0,4MM SPIRE ACIER","4305","CONDUITS FLEX. INDUSTRIELS","ML",36.81,"OUI","OUI"]
["411217","P60/PU-LZ D225-FLEX INDUS FILM POLYURETHANE 0,4MM SPIRE ACIER","4305","CONDUITS FLEX. INDUSTRIELS","ML",41.37,"OUI","OUI"]
["411218","P60/PU-LZ D250-FLEX INDUS FILM POLYURETHANE 0,4MM SPIRE ACIER","4305","CONDUITS FLEX. INDUSTRIELS","ML",43.9,"OUI","OUI"]
["411219","P60/PU-LZ D300-FLEX INDUS FILM POLYURETHANE 0,4MM SPIRE ACIER","4305","CONDUITS FLEX. INDUSTRIELS","ML",52.27,"OUI","OUI"]
["411220","P60/PU-LZ D350-FLEX INDUS FILM POLYURETHANE 0,4MM SPIRE ACIER","4305","CONDUITS FLEX. INDUSTRIELS","ML",64.37,"OUI","OUI"]
["411221","P60/PU-LZ D400-FLEX INDUS FILM POLYURETHANE 0,4MM SPIRE ACIER","4305","CONDUITS FLEX. INDUSTRIELS","ML",74.03,"OUI","OUI"]
["411222","P60/PU-LZ D450-FLEX INDUS FILM POLYURETHANE 0,4MM SPIRE ACIER","4305","CONDUITS FLEX. INDUSTRIELS","ML",83.74,"OUI","OUI"]
["411223","P60/PU-LZ D500-FLEX INDUS FILM POLYURETHANE 0,4MM SPIRE ACIER","4305","CONDUITS FLEX. INDUSTRIELS","ML",93.99,"OUI","OUI"]
["411243","P60/PU-LR D150-FLEX INDUS FILM POLYURETHANE 0,4MM SPIRE ACIER CUIVRE","4305","CONDUITS FLEX. INDUSTRIELS","ML",24.18,"OUI","OUI"]
["411244","P60/PU-LR D160-FLEX INDUS FILM POLYURETHANE 0,4MM SPIRE ACIER CUIVRE","4305","CONDUITS FLEX. INDUSTRIELS","ML",25.52,"OUI","OUI"]
["411245","P60/PU-LR D180-FLEX INDUS FILM POLYURETHANE 0,4MM SPIRE ACIER CUIVRE","4305","CONDUITS FLEX. INDUSTRIELS","ML",28.54,"OUI","OUI"]
["411246","P60/PU-LR D200-FLEX INDUS FILM POLYURETHANE 0,4MM SPIRE ACIER CUIVRE","4305","CONDUITS FLEX. INDUSTRIELS","ML",36.81,"OUI","OUI"]
["411247","P60/PU-LR D225-FLEX INDUS FILM POLYURETHANE 0,4MM SPIRE ACIER CUIVRE","4305","CONDUITS FLEX. INDUSTRIELS","ML",41.37,"OUI","OUI"]
["411248","P60/PU-LR D250-FLEX INDUS FILM POLYURETHANE 0,4MM SPIRE ACIER CUIVRE","4305","CONDUITS FLEX. INDUSTRIELS","ML",43.9,"OUI","OUI"]
["411249","P60/PU-LR D300-FLEX INDUS FILM POLYURETHANE 0,4MM SPIRE ACIER CUIVRE","4305","CONDUITS FLEX. INDUSTRIELS","ML",52.27,"OUI","OUI"]
["411250","P60/PU-LR D350-FLEX INDUS FILM POLYURETHANE 0,4MM SPIRE ACIER CUIVRE","4305","CONDUITS FLEX. INDUSTRIELS","ML",64.37,"OUI","OUI"]
["411251","P60/PU-LR D400-FLEX INDUS FILM POLYURETHANE 0,4MM SPIRE ACIER CUIVRE","4305","CONDUITS FLEX. INDUSTRIELS","ML",74.03,"OUI","OUI"]
["411252","P60/PU-LR D450-FLEX INDUS FILM POLYURETHANE 0,4MM SPIRE ACIER CUIVRE","4305","CONDUITS FLEX. INDUSTRIELS","ML",83.74,"OUI","OUI"]
["411253","P60/PU-LR D500-FLEX INDUS FILM POLYURETHANE 0,4MM SPIRE ACIER CUIVRE","4305","CONDUITS FLEX. INDUSTRIELS","ML",93.99,"OUI","OUI"]
["411261","P70/PU D040-FLEX INDUS FILM POLYURETHANE 0,45MM SPIRE ACIER CUIVRE","4305","CONDUITS FLEX. INDUSTRIELS","ML",6.49,"OUI","OUI"]
["411262","P70/PU D050-FLEX INDUS FILM POLYURETHANE 0,45MM SPIRE ACIER CUIVRE","4305","CONDUITS FLEX. INDUSTRIELS","ML",7.93,"OUI","OUI"]
["411263","P70/PU D060-FLEX INDUS FILM POLYURETHANE 0,45MM SPIRE ACIER CUIVRE","4305","CONDUITS FLEX. INDUSTRIELS","ML",11.54,"OUI","OUI"]
["411264","P70/PU D070-FLEX INDUS FILM POLYURETHANE 0,45MM SPIRE ACIER CUIVRE","4305","CONDUITS FLEX. INDUSTRIELS","ML",16.010000000000002,"OUI","OUI"]
["411265","P70/PU D075-FLEX INDUS FILM POLYURETHANE 0,45MM SPIRE ACIER CUIVRE","4305","CONDUITS FLEX. INDUSTRIELS","ML",16.309999999999999,"OUI","OUI"]
["411266","P70/PU D080-FLEX INDUS FILM POLYURETHANE 0,45MM SPIRE ACIER CUIVRE","4305","CONDUITS FLEX. INDUSTRIELS","ML",16.399999999999999,"OUI","OUI"]
["411267","P70/PU D090-FLEX INDUS FILM POLYURETHANE 0,45MM SPIRE ACIER CUIVRE","4305","CONDUITS FLEX. INDUSTRIELS","ML",18.28,"OUI","OUI"]
["411268","P70/PU D100-FLEX INDUS FILM POLYURETHANE 0,45MM SPIRE ACIER CUIVRE","4305","CONDUITS FLEX. INDUSTRIELS","ML",19.82,"OUI","OUI"]
["411269","P70/PU D110-FLEX INDUS FILM POLYURETHANE 0,45MM SPIRE ACIER CUIVRE","4305","CONDUITS FLEX. INDUSTRIELS","ML",21.25,"OUI","OUI"]
["411270","P70/PU D120-FLEX INDUS FILM POLYURETHANE 0,45MM SPIRE ACIER CUIVRE","4305","CONDUITS FLEX. INDUSTRIELS","ML",22.49,"OUI","OUI"]
["411271","P70/PU D125-FLEX INDUS FILM POLYURETHANE 0,45MM SPIRE ACIER CUIVRE","4305","CONDUITS FLEX. INDUSTRIELS","ML",23.94,"OUI","OUI"]
["411272","P70/PU D130-FLEX INDUS FILM POLYURETHANE 0,45MM SPIRE ACIER CUIVRE","4305","CONDUITS FLEX. INDUSTRIELS","ML",26.5,"OUI","OUI"]
["411273","P70/PU D140-FLEX INDUS FILM POLYURETHANE 0,45MM SPIRE ACIER CUIVRE","4305","CONDUITS FLEX. INDUSTRIELS","ML",29.23,"OUI","OUI"]
["411274","P70/PU D150-FLEX INDUS FILM POLYURETHANE 0,45MM SPIRE ACIER CUIVRE","4305","CONDUITS FLEX. INDUSTRIELS","ML",31.56,"OUI","OUI"]
["411275","P70/PU D160-FLEX INDUS FILM POLYURETHANE 0,45MM SPIRE ACIER CUIVRE","4305","CONDUITS FLEX. INDUSTRIELS","ML",33.64,"OUI","OUI"]
["411276","P70/PU D170-FLEX INDUS FILM POLYURETHANE 0,45MM SPIRE ACIER CUIVRE","4305","CONDUITS FLEX. INDUSTRIELS","ML",35.380000000000003,"OUI","OUI"]
["411277","P70/PU D180-FLEX INDUS FILM POLYURETHANE 0,45MM SPIRE ACIER CUIVRE","4305","CONDUITS FLEX. INDUSTRIELS","ML",37.17,"OUI","OUI"]
["411278","P70/PU D200-FLEX INDUS FILM POLYURETHANE 0,45MM SPIRE ACIER CUIVRE","4305","CONDUITS FLEX. INDUSTRIELS","ML",40.729999999999997,"OUI","OUI"]
["411279","P70/PU D225-FLEX INDUS FILM POLYURETHANE 0,45MM SPIRE ACIER CUIVRE","4305","CONDUITS FLEX. INDUSTRIELS","ML",53.16,"OUI","OUI"]
["411280","P70/PU D250-FLEX INDUS FILM POLYURETHANE 0,45MM SPIRE ACIER CUIVRE","4305","CONDUITS FLEX. INDUSTRIELS","ML",56.53,"OUI","OUI"]
["411281","P70/PU D275-FLEX INDUS FILM POLYURETHANE 0,45MM SPIRE ACIER CUIVRE","4305","CONDUITS FLEX. INDUSTRIELS","ML",60.6,"OUI","OUI"]
["411282","P70/PU D300-FLEX INDUS FILM POLYURETHANE 0,45MM SPIRE ACIER CUIVRE","4305","CONDUITS FLEX. INDUSTRIELS","ML",67.73,"OUI","OUI"]
["411283","P70/PU D350-FLEX INDUS FILM POLYURETHANE 0,45MM SPIRE ACIER CUIVRE","4305","CONDUITS FLEX. INDUSTRIELS","ML",83.63,"OUI","OUI"]
["411284","P70/PU D400-FLEX INDUS FILM POLYURETHANE 0,45MM SPIRE ACIER CUIVRE","4305","CONDUITS FLEX. INDUSTRIELS","ML",93.85,"OUI","OUI"]
["411285","P70/PU D450-FLEX INDUS FILM POLYURETHANE 0,45MM SPIRE ACIER CUIVRE","4305","CONDUITS FLEX. INDUSTRIELS","ML",108.01,"OUI","OUI"]
["411286","P70/PU D500-FLEX INDUS FILM POLYURETHANE 0,45MM SPIRE ACIER CUIVRE","4305","CONDUITS FLEX. INDUSTRIELS","ML",134.57,"OUI","OUI"]
["411291","P80/PU D040-FLEX INDUS FILM POLYURETHANE 0,6MM SPIRE ACIER CUIVRE","4305","CONDUITS FLEX. INDUSTRIELS","ML",9.2200000000000006,"OUI","OUI"]
["411292","P80/PU D050-FLEX INDUS FILM POLYURETHANE 0,6MM SPIRE ACIER CUIVRE","4305","CONDUITS FLEX. INDUSTRIELS","ML",11.45,"OUI","OUI"]
["411293","P80/PU D060-FLEX INDUS FILM POLYURETHANE 0,6MM SPIRE ACIER CUIVRE","4305","CONDUITS FLEX. INDUSTRIELS","ML",12.78,"OUI","OUI"]
["411294","P80/PU D070-FLEX INDUS FILM POLYURETHANE 0,6MM SPIRE ACIER CUIVRE","4305","CONDUITS FLEX. INDUSTRIELS","ML",17.68,"OUI","OUI"]
["411295","P80/PU D075-FLEX INDUS FILM POLYURETHANE 0,6MM SPIRE ACIER CUIVRE","4305","CONDUITS FLEX. INDUSTRIELS","ML",17.88,"OUI","OUI"]
["411296","P80/PU D080-FLEX INDUS FILM POLYURETHANE 0,6MM SPIRE ACIER CUIVRE","4305","CONDUITS FLEX. INDUSTRIELS","ML",18.13,"OUI","OUI"]
["411297","P80/PU D090-FLEX INDUS FILM POLYURETHANE 0,6MM SPIRE ACIER CUIVRE","4305","CONDUITS FLEX. INDUSTRIELS","ML",20.8,"OUI","OUI"]
["411299","P80/PU D110-FLEX INDUS FILM POLYURETHANE 0,6MM SPIRE ACIER CUIVRE","4305","CONDUITS FLEX. INDUSTRIELS","ML",23.38,"OUI","OUI"]
["411300","P80/PU D120-FLEX INDUS FILM POLYURETHANE 0,6MM SPIRE ACIER CUIVRE","4305","CONDUITS FLEX. INDUSTRIELS","ML",24.77,"OUI","OUI"]
["411301","P80/PU D125-FLEX INDUS FILM POLYURETHANE 0,6MM SPIRE ACIER CUIVRE","4305","CONDUITS FLEX. INDUSTRIELS","ML",26.37,"OUI","OUI"]
["411302","P80/PU D130-FLEX INDUS FILM POLYURETHANE 0,6MM SPIRE ACIER CUIVRE","4305","CONDUITS FLEX. INDUSTRIELS","ML",29.23,"OUI","OUI"]
["411303","P80/PU D140-FLEX INDUS FILM POLYURETHANE 0,6MM SPIRE ACIER CUIVRE","4305","CONDUITS FLEX. INDUSTRIELS","ML",32.159999999999997,"OUI","OUI"]
["411304","P80/PU D150-FLEX INDUS FILM POLYURETHANE 0,6MM SPIRE ACIER CUIVRE","4305","CONDUITS FLEX. INDUSTRIELS","ML",34.68,"OUI","OUI"]
["411305","P80/PU D160-FLEX INDUS FILM POLYURETHANE 0,6MM SPIRE ACIER CUIVRE","4305","CONDUITS FLEX. INDUSTRIELS","ML",36.97,"OUI","OUI"]
["411306","P80/PU D170-FLEX INDUS FILM POLYURETHANE 0,6MM SPIRE ACIER CUIVRE","4305","CONDUITS FLEX. INDUSTRIELS","ML",39,"OUI","OUI"]
["411307","P80/PU D180-FLEX INDUS FILM POLYURETHANE 0,6MM SPIRE ACIER CUIVRE","4305","CONDUITS FLEX. INDUSTRIELS","ML",40.98,"OUI","OUI"]
["411308","P80/PU D200-FLEX INDUS FILM POLYURETHANE 0,6MM SPIRE ACIER CUIVRE","4305","CONDUITS FLEX. INDUSTRIELS","ML",44.94,"OUI","OUI"]
["411309","P80/PU D225-FLEX INDUS FILM POLYURETHANE 0,6MM SPIRE ACIER CUIVRE","4305","CONDUITS FLEX. INDUSTRIELS","ML",59.5,"OUI","OUI"]
["411310","P80/PU D250-FLEX INDUS FILM POLYURETHANE 0,6MM SPIRE ACIER CUIVRE","4305","CONDUITS FLEX. INDUSTRIELS","ML",63.32,"OUI","OUI"]
["411311","P80/PU D275-FLEX INDUS FILM POLYURETHANE 0,6MM SPIRE ACIER CUIVRE","4305","CONDUITS FLEX. INDUSTRIELS","ML",68.03,"OUI","OUI"]
["411312","P80/PU D300-FLEX INDUS FILM POLYURETHANE 0,6MM SPIRE ACIER CUIVRE","4305","CONDUITS FLEX. INDUSTRIELS","ML",75.91,"OUI","OUI"]
["411313","P80/PU D350-FLEX INDUS FILM POLYURETHANE 0,6MM SPIRE ACIER CUIVRE","4305","CONDUITS FLEX. INDUSTRIELS","ML",93.85,"OUI","OUI"]
["411314","P80/PU D400-FLEX INDUS FILM POLYURETHANE 0,6MM SPIRE ACIER CUIVRE","4305","CONDUITS FLEX. INDUSTRIELS","ML",105.29,"OUI","OUI"]
["411315","P80/PU D450-FLEX INDUS FILM POLYURETHANE 0,6MM SPIRE ACIER CUIVRE","4305","CONDUITS FLEX. INDUSTRIELS","ML",121.29,"OUI","OUI"]
["411316","P80/PU D500-FLEX INDUS FILM POLYURETHANE 0,6MM SPIRE ACIER CUIVRE","4305","CONDUITS FLEX. INDUSTRIELS","ML",151.36000000000001,"OUI","OUI"]
["411321","P100/PU D040-FLEX INDUS FILM POLYURETHANE 0,7MM SPIRE ACIER CUIVRE","4305","CONDUITS FLEX. INDUSTRIELS","ML",21.96,"OUI","OUI"]
["411322","P100/PU D050-FLEX INDUS FILM POLYURETHANE 0,7MM SPIRE ACIER CUIVRE","4305","CONDUITS FLEX. INDUSTRIELS","ML",22.4,"OUI","OUI"]
["411323","P100/PU D060-FLEX INDUS FILM POLYURETHANE 0,7MM SPIRE ACIER CUIVRE","4305","CONDUITS FLEX. INDUSTRIELS","ML",24.13,"OUI","OUI"]
["411324","P100/PU D070-FLEX INDUS FILM POLYURETHANE 0,7MM SPIRE ACIER CUIVRE","4305","CONDUITS FLEX. INDUSTRIELS","ML",26.3,"OUI","OUI"]
["411325","P100/PU D076-FLEX INDUS FILM POLYURETHANE 0,7MM SPIRE ACIER CUIVRE","4305","CONDUITS FLEX. INDUSTRIELS","ML",26.46,"OUI","OUI"]
["411326","P100/PU D080-FLEX INDUS FILM POLYURETHANE 0,7MM SPIRE ACIER CUIVRE","4305","CONDUITS FLEX. INDUSTRIELS","ML",26.7,"OUI","OUI"]
["411327","P100/PU D090-FLEX INDUS FILM POLYURETHANE 0,7MM SPIRE ACIER CUIVRE","4305","CONDUITS FLEX. INDUSTRIELS","ML",30.02,"OUI","OUI"]
["411328","P100/PU D100-FLEX INDUS FILM POLYURETHANE 0,7MM SPIRE ACIER CUIVRE","4305","CONDUITS FLEX. INDUSTRIELS","ML",32.6,"OUI","OUI"]
["411329","P100/PU D110-FLEX INDUS FILM POLYURETHANE 0,7MM SPIRE ACIER CUIVRE","4305","CONDUITS FLEX. INDUSTRIELS","ML",36.67,"OUI","OUI"]
["411330","P100/PU D120-FLEX INDUS FILM POLYURETHANE 0,7MM SPIRE ACIER CUIVRE","4305","CONDUITS FLEX. INDUSTRIELS","ML",39.200000000000003,"OUI","OUI"]
["411331","P100/PU D125-FLEX INDUS FILM POLYURETHANE 0,7MM SPIRE ACIER CUIVRE","4305","CONDUITS FLEX. INDUSTRIELS","ML",42.85,"OUI","OUI"]
["411332","P100/PU D130-FLEX INDUS FILM POLYURETHANE 0,7MM SPIRE ACIER CUIVRE","4305","CONDUITS FLEX. INDUSTRIELS","ML",44.5,"OUI","OUI"]
["411333","P100/PU D140-FLEX INDUS FILM POLYURETHANE 0,7MM SPIRE ACIER CUIVRE","4305","CONDUITS FLEX. INDUSTRIELS","ML",45.73,"OUI","OUI"]
["411334","P100/PU D150-FLEX INDUS FILM POLYURETHANE 0,7MM SPIRE ACIER CUIVRE","4305","CONDUITS FLEX. INDUSTRIELS","ML",47.82,"OUI","OUI"]
["411335","P100/PU D160-FLEX INDUS FILM POLYURETHANE 0,7MM SPIRE ACIER CUIVRE","4305","CONDUITS FLEX. INDUSTRIELS","ML",55.55,"OUI","OUI"]
["411336","P100/PU D180-FLEX INDUS FILM POLYURETHANE 0,7MM SPIRE ACIER CUIVRE","4305","CONDUITS FLEX. INDUSTRIELS","ML",63.18,"OUI","OUI"]
["411337","P100/PU D200-FLEX INDUS FILM POLYURETHANE 0,7MM SPIRE ACIER CUIVRE","4305","CONDUITS FLEX. INDUSTRIELS","ML",70.2,"OUI","OUI"]
["411338","P100/PU D225-FLEX INDUS FILM POLYURETHANE 0,7MM SPIRE ACIER CUIVRE","4305","CONDUITS FLEX. INDUSTRIELS","ML",80.91,"OUI","OUI"]
["411339","P100/PU D250-FLEX INDUS FILM POLYURETHANE 0,7MM SPIRE ACIER CUIVRE","4305","CONDUITS FLEX. INDUSTRIELS","ML",87.75,"OUI","OUI"]
["411340","P100/PU D275-FLEX INDUS FILM POLYURETHANE 0,7MM SPIRE ACIER CUIVRE","4305","CONDUITS FLEX. INDUSTRIELS","ML",100.18,"OUI","OUI"]
["411341","P100/PU D300-FLEX INDUS FILM POLYURETHANE 0,7MM SPIRE ACIER CUIVRE","4305","CONDUITS FLEX. INDUSTRIELS","ML",107.81,"OUI","OUI"]
["411351","P150/PU D040-FLEX INDUS FILM POLYURETHANE 1,1MM SPIRE ACIER CUIVRE","4305","CONDUITS FLEX. INDUSTRIELS","ML",36.32,"OUI","OUI"]
["411352","P150/PU D050-FLEX INDUS FILM POLYURETHANE 1,1MM SPIRE ACIER CUIVRE","4305","CONDUITS FLEX. INDUSTRIELS","ML",39.24,"OUI","OUI"]
["411353","P150/PU D060-FLEX INDUS FILM POLYURETHANE 1,1MM SPIRE ACIER CUIVRE","4305","CONDUITS FLEX. INDUSTRIELS","ML",42.06,"OUI","OUI"]
["411354","P150/PU D070-FLEX INDUS FILM POLYURETHANE 1,1MM SPIRE ACIER CUIVRE","4305","CONDUITS FLEX. INDUSTRIELS","ML",45.78,"OUI","OUI"]
["411355","P150/PU D076-FLEX INDUS FILM POLYURETHANE 1,1MM SPIRE ACIER CUIVRE","4305","CONDUITS FLEX. INDUSTRIELS","ML",46.73,"OUI","OUI"]
["411356","P150/PU D080-FLEX INDUS FILM POLYURETHANE 1,1MM SPIRE ACIER CUIVRE","4305","CONDUITS FLEX. INDUSTRIELS","ML",47.46,"OUI","OUI"]
["411357","P150/PU D090-FLEX INDUS FILM POLYURETHANE 1,1MM SPIRE ACIER CUIVRE","4305","CONDUITS FLEX. INDUSTRIELS","ML",52.32,"OUI","OUI"]
["411358","P150/PU D100-FLEX INDUS FILM POLYURETHANE 1,1MM SPIRE ACIER CUIVRE","4305","CONDUITS FLEX. INDUSTRIELS","ML",58.07,"OUI","OUI"]
["411360","P150/PU D120-FLEX INDUS FILM POLYURETHANE 1,1MM SPIRE ACIER CUIVRE","4305","CONDUITS FLEX. INDUSTRIELS","ML",69.760000000000005,"OUI","OUI"]
["411361","P150/PU D127-FLEX INDUS FILM POLYURETHANE 1,1MM SPIRE ACIER CUIVRE","4305","CONDUITS FLEX. INDUSTRIELS","ML",72.790000000000006,"OUI","OUI"]
["411362","P150/PU D130-FLEX INDUS FILM POLYURETHANE 1,1MM SPIRE ACIER CUIVRE","4305","CONDUITS FLEX. INDUSTRIELS","ML",79.77,"OUI","OUI"]
["411364","P150/PU D150-FLEX INDUS FILM POLYURETHANE 1,1MM SPIRE ACIER CUIVRE","4305","CONDUITS FLEX. INDUSTRIELS","ML",84.97,"OUI","OUI"]
["411365","P150/PU D160-FLEX INDUS FILM POLYURETHANE 1,1MM SPIRE ACIER CUIVRE","4305","CONDUITS FLEX. INDUSTRIELS","ML",97.01,"OUI","OUI"]
["411366","P150/PU D180-FLEX INDUS FILM POLYURETHANE 1,1MM SPIRE ACIER CUIVRE","4305","CONDUITS FLEX. INDUSTRIELS","ML",109.2,"OUI","OUI"]
["411367","P150/PU D200-FLEX INDUS FILM POLYURETHANE 1,1MM SPIRE ACIER CUIVRE","4305","CONDUITS FLEX. INDUSTRIELS","ML",122.78,"OUI","OUI"]
["411369","P150/PU D250-FLEX INDUS FILM POLYURETHANE 1,1MM SPIRE ACIER CUIVRE","4305","CONDUITS FLEX. INDUSTRIELS","ML",153.34,"OUI","OUI"]
["411371","P150/PU D300-FLEX INDUS FILM POLYURETHANE 1,1MM SPIRE ACIER CUIVRE","4305","CONDUITS FLEX. INDUSTRIELS","ML",186.34,"OUI","OUI"]
["411381","P200/PU D032-FLEX INDUS FILM POLYURETHANE 1,4MM SPIRE ACIER CUIVRE","4305","CONDUITS FLEX. INDUSTRIELS","ML",32.200000000000003,"OUI","OUI"]
["411382","P200/PU D035-FLEX INDUS FILM POLYURETHANE 1,4MM SPIRE ACIER CUIVRE","4305","CONDUITS FLEX. INDUSTRIELS","ML",35.08,"OUI","OUI"]
["411383","P200/PU D038-FLEX INDUS FILM POLYURETHANE 1,4MM SPIRE ACIER CUIVRE","4305","CONDUITS FLEX. INDUSTRIELS","ML",38.200000000000003,"OUI","OUI"]
["411384","P200/PU D040-FLEX INDUS FILM POLYURETHANE 1,4MM SPIRE ACIER CUIVRE","4305","CONDUITS FLEX. INDUSTRIELS","ML",40.130000000000003,"OUI","OUI"]
["411385","P200/PU D045-FLEX INDUS FILM POLYURETHANE 1,4MM SPIRE ACIER CUIVRE","4305","CONDUITS FLEX. INDUSTRIELS","ML",45.29,"OUI","OUI"]
["411386","P200/PU D050-FLEX INDUS FILM POLYURETHANE 1,4MM SPIRE ACIER CUIVRE","4305","CONDUITS FLEX. INDUSTRIELS","ML",46.03,"OUI","OUI"]
["411387","P200/PU D060-FLEX INDUS FILM POLYURETHANE 1,4MM SPIRE ACIER CUIVRE","4305","CONDUITS FLEX. INDUSTRIELS","ML",51.73,"OUI","OUI"]
["411388","P200/PU D065-FLEX INDUS FILM POLYURETHANE 1,4MM SPIRE ACIER CUIVRE","4305","CONDUITS FLEX. INDUSTRIELS","ML",55.99,"OUI","OUI"]
["411389","P200/PU D070-FLEX INDUS FILM POLYURETHANE 1,4MM SPIRE ACIER CUIVRE","4305","CONDUITS FLEX. INDUSTRIELS","ML",60.4,"OUI","OUI"]
["411390","P200/PU D075-FLEX INDUS FILM POLYURETHANE 1,4MM SPIRE ACIER CUIVRE","4305","CONDUITS FLEX. INDUSTRIELS","ML",64.81,"OUI","OUI"]
["411391","P200/PU D080-FLEX INDUS FILM POLYURETHANE 1,4MM SPIRE ACIER CUIVRE","4305","CONDUITS FLEX. INDUSTRIELS","ML",67.23,"OUI","OUI"]
["411392","P200/PU D090-FLEX INDUS FILM POLYURETHANE 1,4MM SPIRE ACIER CUIVRE","4305","CONDUITS FLEX. INDUSTRIELS","ML",75.56,"OUI","OUI"]
["411393","P200/PU D100-FLEX INDUS FILM POLYURETHANE 1,4MM SPIRE ACIER CUIVRE","4305","CONDUITS FLEX. INDUSTRIELS","ML",84.03,"OUI","OUI"]
["411394","P200/PU D110-FLEX INDUS FILM POLYURETHANE 1,4MM SPIRE ACIER CUIVRE","4305","CONDUITS FLEX. INDUSTRIELS","ML",92.56,"OUI","OUI"]
["411395","P200/PU D115-FLEX INDUS FILM POLYURETHANE 1,4MM SPIRE ACIER CUIVRE","4305","CONDUITS FLEX. INDUSTRIELS","ML",96.57,"OUI","OUI"]
["411401","P200/PU D180-FLEX INDUS FILM POLYURETHANE 1,4MM SPIRE ACIER CUIVRE","4305","CONDUITS FLEX. INDUSTRIELS","ML",151.82,"OUI","OUI"]
["411402","P200/PU D200-FLEX INDUS FILM POLYURETHANE 1,4MM SPIRE ACIER CUIVRE","4305","CONDUITS FLEX. INDUSTRIELS","ML",175.45,"OUI","OUI"]
["411411","SM/PU145 D025-FLEX INDUS FILM POLYURETHANE 0,45MM SPIRE ACIER CUIVRE","4305","CONDUITS FLEX. INDUSTRIELS","ML",8.27,"OUI","OUI"]
["411412","SM/PU145 D030-FLEX INDUS FILM POLYURETHANE 0,45MM SPIRE ACIER CUIVRE","4305","CONDUITS FLEX. INDUSTRIELS","ML",9.02,"OUI","OUI"]
["411413","SM/PU145 D032-FLEX INDUS FILM POLYURETHANE 0,45MM SPIRE ACIER CUIVRE","4305","CONDUITS FLEX. INDUSTRIELS","ML",9.31,"OUI","OUI"]
["411414","SM/PU145 D035-FLEX INDUS FILM POLYURETHANE 0,45MM SPIRE ACIER CUIVRE","4305","CONDUITS FLEX. INDUSTRIELS","ML",9.76,"OUI","OUI"]
["411415","SM/PU145 D038-FLEX INDUS FILM POLYURETHANE 0,45MM SPIRE ACIER CUIVRE","4305","CONDUITS FLEX. INDUSTRIELS","ML",10.210000000000001,"OUI","OUI"]
["411416","SM/PU145 D040-FLEX INDUS FILM POLYURETHANE 0,45MM SPIRE ACIER CUIVRE","4305","CONDUITS FLEX. INDUSTRIELS","ML",10.9,"OUI","OUI"]
["411417","SM/PU145 D045-FLEX INDUS FILM POLYURETHANE 0,45MM SPIRE ACIER CUIVRE","4305","CONDUITS FLEX. INDUSTRIELS","ML",12.1,"OUI","OUI"]
["411418","SM/PU145 D050-FLEX INDUS FILM POLYURETHANE 0,45MM SPIRE ACIER CUIVRE","4305","CONDUITS FLEX. INDUSTRIELS","ML",13.43,"OUI","OUI"]
["411421","SM/PU160 D025-FLEX INDUS FILM POLYURETHANE 0,6MM SPIRE ACIER CUIVRE","4305","CONDUITS FLEX. INDUSTRIELS","ML",11.65,"OUI","OUI"]
["411422","SM/PU160 D030-FLEX INDUS FILM POLYURETHANE 0,6MM SPIRE ACIER CUIVRE","4305","CONDUITS FLEX. INDUSTRIELS","ML",12.34,"OUI","OUI"]
["411423","SM/PU160 D032-FLEX INDUS FILM POLYURETHANE 0,6MM SPIRE ACIER CUIVRE","4305","CONDUITS FLEX. INDUSTRIELS","ML",13.23,"OUI","OUI"]
["411424","SM/PU160 D035-FLEX INDUS FILM POLYURETHANE 0,6MM SPIRE ACIER CUIVRE","4305","CONDUITS FLEX. INDUSTRIELS","ML",13.97,"OUI","OUI"]
["411425","SM/PU160 D038-FLEX INDUS FILM POLYURETHANE 0,6MM SPIRE ACIER CUIVRE","4305","CONDUITS FLEX. INDUSTRIELS","ML",14.72,"OUI","OUI"]
["411426","SM/PU160 D040-FLEX INDUS FILM POLYURETHANE 0,6MM SPIRE ACIER CUIVRE","4305","CONDUITS FLEX. INDUSTRIELS","ML",15.56,"OUI","OUI"]
["411427","SM/PU160 D045-FLEX INDUS FILM POLYURETHANE 0,6MM SPIRE ACIER CUIVRE","4305","CONDUITS FLEX. INDUSTRIELS","ML",17.39,"OUI","OUI"]
["411428","SM/PU160 D050-FLEX INDUS FILM POLYURETHANE 0,6MM SPIRE ACIER CUIVRE","4305","CONDUITS FLEX. INDUSTRIELS","ML",19.329999999999998,"OUI","OUI"]
["411441","EDU/45 D060-FLEX INDUS FILM TPE 0,45MM SPIRA ACIER CUIVREE","4305","CONDUITS FLEX. INDUSTRIELS","ML",16.75,"OUI","OUI"]
["411442","EDU/45 D070-FLEX INDUS FILM TPE 0,45MM SPIRA ACIER CUIVREE","4305","CONDUITS FLEX. INDUSTRIELS","ML",19.63,"OUI","OUI"]
["411443","EDU/45 D080-FLEX INDUS FILM TPE 0,45MM SPIRA ACIER CUIVREE","4305","CONDUITS FLEX. INDUSTRIELS","ML",20.76,"OUI","OUI"]
["411444","EDU/45 D090-FLEX INDUS FILM TPE 0,45MM SPIRA ACIER CUIVREE","4305","CONDUITS FLEX. INDUSTRIELS","ML",23.88,"OUI","OUI"]
["411445","EDU/45 D100-FLEX INDUS FILM TPE 0,45MM SPIRA ACIER CUIVREE","4305","CONDUITS FLEX. INDUSTRIELS","ML",25.41,"OUI","OUI"]
["411446","EDU/45 D110-FLEX INDUS FILM TPE 0,45MM SPIRA ACIER CUIVREE","4305","CONDUITS FLEX. INDUSTRIELS","ML",26.86,"OUI","OUI"]
["411447","EDU/45 D120-FLEX INDUS FILM TPE 0,45MM SPIRA ACIER CUIVREE","4305","CONDUITS FLEX. INDUSTRIELS","ML",28.49,"OUI","OUI"]
["411448","EDU/45 D130-FLEX INDUS FILM TPE 0,45MM SPIRA ACIER CUIVREE","4305","CONDUITS FLEX. INDUSTRIELS","ML",33.54,"OUI","OUI"]
["411449","EDU/45 D140-FLEX INDUS FILM TPE 0,45MM SPIRA ACIER CUIVREE","4305","CONDUITS FLEX. INDUSTRIELS","ML",36.909999999999997,"OUI","OUI"]
["411450","EDU/45 D150-FLEX INDUS FILM TPE 0,45MM SPIRA ACIER CUIVREE","4305","CONDUITS FLEX. INDUSTRIELS","ML",39.840000000000003,"OUI","OUI"]
["411451","EDU/45 D160-FLEX INDUS FILM TPE 0,45MM SPIRA ACIER CUIVREE","4305","CONDUITS FLEX. INDUSTRIELS","ML",42.52,"OUI","OUI"]
["411452","EDU/45 D180-FLEX INDUS FILM TPE 0,45MM SPIRA ACIER CUIVREE","4305","CONDUITS FLEX. INDUSTRIELS","ML",46.97,"OUI","OUI"]
["411453","EDU/45 D200-FLEX INDUS FILM TPE 0,45MM SPIRA ACIER CUIVREE","4305","CONDUITS FLEX. INDUSTRIELS","ML",51.67,"OUI","OUI"]
["411454","EDU/45 D225-FLEX INDUS FILM TPE 0,45MM SPIRA ACIER CUIVREE","4305","CONDUITS FLEX. INDUSTRIELS","ML",68.319999999999993,"OUI","OUI"]
["411455","EDU/45 D250-FLEX INDUS FILM TPE 0,45MM SPIRA ACIER CUIVREE","4305","CONDUITS FLEX. INDUSTRIELS","ML",72.69,"OUI","OUI"]
["411456","EDU/45 D275-FLEX INDUS FILM TPE 0,45MM SPIRA ACIER CUIVREE","4305","CONDUITS FLEX. INDUSTRIELS","ML",78.09,"OUI","OUI"]
["411457","EDU/45 D300-FLEX INDUS FILM TPE 0,45MM SPIRA ACIER CUIVREE","4305","CONDUITS FLEX. INDUSTRIELS","ML",87.1,"OUI","OUI"]
["411458","EDU/45 D350-FLEX INDUS FILM TPE 0,45MM SPIRA ACIER CUIVREE","4305","CONDUITS FLEX. INDUSTRIELS","ML",107.76,"OUI","OUI"]
["411459","EDU/45 D400-FLEX INDUS FILM TPE 0,45MM SPIRA ACIER CUIVREE","4305","CONDUITS FLEX. INDUSTRIELS","ML",120.99,"OUI","OUI"]
["411460","EDU/45 D450-FLEX INDUS FILM TPE 0,45MM SPIRA ACIER CUIVREE","4305","CONDUITS FLEX. INDUSTRIELS","ML",141.11000000000001,"OUI","OUI"]
["411461","EDU/45 D500-FLEX INDUS FILM TPE 0,45MM SPIRA ACIER CUIVREE","4305","CONDUITS FLEX. INDUSTRIELS","ML",173.85,"OUI","OUI"]
["411463","P70 D050-FLEX INDUS FILM PVC SPIRE ACIER","4305","CONDUITS FLEX. INDUSTRIELS","ML",9.17,"OUI","OUI"]
["411465","P70 D060-FLEX INDUS FILM PVC SPIRE ACIER","4305","CONDUITS FLEX. INDUSTRIELS","ML",9.42,"OUI","OUI"]
["411467","P70 D070-FLEX INDUS FILM PVC SPIRE ACIER","4305","CONDUITS FLEX. INDUSTRIELS","ML",10.81,"OUI","OUI"]
["411468","P70 D076-FLEX INDUS FILM PVC SPIRE ACIER","4305","CONDUITS FLEX. INDUSTRIELS","ML",11.4,"OUI","OUI"]
["411469","P70 D080-FLEX INDUS FILM PVC SPIRE ACIER","4305","CONDUITS FLEX. INDUSTRIELS","ML",11.74,"OUI","OUI"]
["411470","P70 D090-FLEX INDUS FILM PVC SPIRE ACIER","4305","CONDUITS FLEX. INDUSTRIELS","ML",12.34,"OUI","OUI"]
["411471","P70 D100-FLEX INDUS FILM PVC SPIRE ACIER","4305","CONDUITS FLEX. INDUSTRIELS","ML",12.94,"OUI","OUI"]
["411472","P70 D120-FLEX INDUS FILM PVC SPIRE ACIER","4305","CONDUITS FLEX. INDUSTRIELS","ML",14.67,"OUI","OUI"]
["411473","P70 D125-FLEX INDUS FILM PVC SPIRE ACIER","4305","CONDUITS FLEX. INDUSTRIELS","ML",14.96,"OUI","OUI"]
["411474","P70 D130-FLEX INDUS FILM PVC SPIRE ACIER","4305","CONDUITS FLEX. INDUSTRIELS","ML",15.61,"OUI","OUI"]
["411475","P70 D140-FLEX INDUS FILM PVC SPIRE ACIER","4305","CONDUITS FLEX. INDUSTRIELS","ML",16.510000000000002,"OUI","OUI"]
["411476","P70 D150-FLEX INDUS FILM PVC SPIRE ACIER","4305","CONDUITS FLEX. INDUSTRIELS","ML",17.149999999999999,"OUI","OUI"]
["411477","P70 D160-FLEX INDUS FILM PVC SPIRE ACIER","4305","CONDUITS FLEX. INDUSTRIELS","ML",17.989999999999998,"OUI","OUI"]
["411478","P70 D180-FLEX INDUS FILM PVC SPIRE ACIER","4305","CONDUITS FLEX. INDUSTRIELS","ML",19.53,"OUI","OUI"]
["411479","P70 D200-FLEX INDUS FILM PVC SPIRE ACIER","4305","CONDUITS FLEX. INDUSTRIELS","ML",21,"OUI","OUI"]
["411481","P70 D250-FLEX INDUS FILM PVC SPIRE ACIER","4305","CONDUITS FLEX. INDUSTRIELS","ML",25.27,"OUI","OUI"]
["411482","P70 D040-FLEX INDUS FILM PVC SPIRE ACIER","4305","CONDUITS FLEX. INDUSTRIELS","ML",8.92,"OUI","OUI"]
["411484","P70 D300-FLEX INDUS FILM PVC SPIRE ACIER","4305","CONDUITS FLEX. INDUSTRIELS","ML",31.81,"OUI","OUI"]
["411485","P70 D315-FLEX INDUS FILM PVC SPIRE ACIER","4305","CONDUITS FLEX. INDUSTRIELS","ML",35.28,"OUI","OUI"]
["411486","P70 D350-FLEX INDUS FILM PVC SPIRE ACIER","4305","CONDUITS FLEX. INDUSTRIELS","ML",38.75,"OUI","OUI"]
["411487","P70 D400-FLEX INDUS FILM PVC SPIRE ACIER","4305","CONDUITS FLEX. INDUSTRIELS","ML",45.04,"OUI","OUI"]
["411488","P70 D450-FLEX INDUS FILM PVC SPIRE ACIER","4305","CONDUITS FLEX. INDUSTRIELS","ML",50.14,"OUI","OUI"]
["411489","P70 D500-FLEX INDUS FILM PVC SPIRE ACIER","4305","CONDUITS FLEX. INDUSTRIELS","ML",55.59,"OUI","OUI"]
["411490","P70 D550-FLEX INDUS FILM PVC SPIRE ACIER","4305","CONDUITS FLEX. INDUSTRIELS","ML",61,"OUI","OUI"]
["411491","P70 D600-FLEX INDUS FILM PVC SPIRE ACIER","4305","CONDUITS FLEX. INDUSTRIELS","ML",67.39,"OUI","OUI"]
["411541","S98 D040-FLEX INDUS TISSU POLYAMIDE+SANTOPRENE SPIRE ACIER","4305","CONDUITS FLEX. INDUSTRIELS","ML",23.38,"OUI","OUI"]
["411542","S98 D050-FLEX INDUS TISSU POLYAMIDE+SANTOPRENE SPIRE ACIER","4305","CONDUITS FLEX. INDUSTRIELS","ML",25.32,"OUI","OUI"]
["411543","S98 D060-FLEX INDUS TISSU POLYAMIDE+SANTOPRENE SPIRE ACIER","4305","CONDUITS FLEX. INDUSTRIELS","ML",29.78,"OUI","OUI"]
["411544","S98 D070-FLEX INDUS TISSU POLYAMIDE+SANTOPRENE SPIRE ACIER","4305","CONDUITS FLEX. INDUSTRIELS","ML",33.94,"OUI","OUI"]
["411545","S98 D080-FLEX INDUS TISSU POLYAMIDE+SANTOPRENE SPIRE ACIER","4305","CONDUITS FLEX. INDUSTRIELS","ML",44.5,"OUI","OUI"]
["411546","S98 D090-FLEX INDUS TISSU POLYAMIDE+SANTOPRENE SPIRE ACIER","4305","CONDUITS FLEX. INDUSTRIELS","ML",45.58,"OUI","OUI"]
["411547","S98 D100-FLEX INDUS TISSU POLYAMIDE+SANTOPRENE SPIRE ACIER","4305","CONDUITS FLEX. INDUSTRIELS","ML",46.73,"OUI","OUI"]
["411548","S98 D110-FLEX INDUS TISSU POLYAMIDE+SANTOPRENE SPIRE ACIER","4305","CONDUITS FLEX. INDUSTRIELS","ML",50.19,"OUI","OUI"]
["411549","S98 D120-FLEX INDUS TISSU POLYAMIDE+SANTOPRENE SPIRE ACIER","4305","CONDUITS FLEX. INDUSTRIELS","ML",54.89,"OUI","OUI"]
["411550","S98 D125-FLEX INDUS TISSU POLYAMIDE+SANTOPRENE SPIRE ACIER","4305","CONDUITS FLEX. INDUSTRIELS","ML",56.97,"OUI","OUI"]
["411551","S98 D130-FLEX INDUS TISSU POLYAMIDE+SANTOPRENE SPIRE ACIER","4305","CONDUITS FLEX. INDUSTRIELS","ML",59.3,"OUI","OUI"]
["411552","S98 D140-FLEX INDUS TISSU POLYAMIDE+SANTOPRENE SPIRE ACIER","4305","CONDUITS FLEX. INDUSTRIELS","ML",62.72,"OUI","OUI"]
["411553","S98 D150-FLEX INDUS TISSU POLYAMIDE+SANTOPRENE SPIRE ACIER","4305","CONDUITS FLEX. INDUSTRIELS","ML",68.38,"OUI","OUI"]
["411554","S98 D160-FLEX INDUS TISSU POLYAMIDE+SANTOPRENE SPIRE ACIER","4305","CONDUITS FLEX. INDUSTRIELS","ML",71.84,"OUI","OUI"]
["411555","S98 D180-FLEX INDUS TISSU POLYAMIDE+SANTOPRENE SPIRE ACIER","4305","CONDUITS FLEX. INDUSTRIELS","ML",83.05,"OUI","OUI"]
["411556","S98 D200-FLEX INDUS TISSU POLYAMIDE+SANTOPRENE SPIRE ACIER","4305","CONDUITS FLEX. INDUSTRIELS","ML",90.08,"OUI","OUI"]
["411557","S98 D225-FLEX INDUS TISSU POLYAMIDE+SANTOPRENE SPIRE ACIER","4305","CONDUITS FLEX. INDUSTRIELS","ML",103.6,"OUI","OUI"]
["411558","S98 D250-FLEX INDUS TISSU POLYAMIDE+SANTOPRENE SPIRE ACIER","4305","CONDUITS FLEX. INDUSTRIELS","ML",112.67,"OUI","OUI"]
["411559","S98 D275-FLEX INDUS TISSU POLYAMIDE+SANTOPRENE SPIRE ACIER","4305","CONDUITS FLEX. INDUSTRIELS","ML",132.97999999999999,"OUI","OUI"]
["411560","S98 D300-FLEX INDUS TISSU POLYAMIDE+SANTOPRENE SPIRE ACIER","4305","CONDUITS FLEX. INDUSTRIELS","ML",155.83000000000001,"OUI","OUI"]
["411561","S98 D315-FLEX INDUS TISSU POLYAMIDE+SANTOPRENE SPIRE ACIER","4305","CONDUITS FLEX. INDUSTRIELS","ML",162.16,"OUI","OUI"]
["411562","S98 D350-FLEX INDUS TISSU POLYAMIDE+SANTOPRENE SPIRE ACIER","4305","CONDUITS FLEX. INDUSTRIELS","ML",175.54,"OUI","OUI"]
["411563","S98 D400-FLEX INDUS TISSU POLYAMIDE+SANTOPRENE SPIRE ACIER","4305","CONDUITS FLEX. INDUSTRIELS","ML",196.1,"OUI","OUI"]
["411564","S98 D450-FLEX INDUS TISSU POLYAMIDE+SANTOPRENE SPIRE ACIER","4305","CONDUITS FLEX. INDUSTRIELS","ML",222.12,"OUI","OUI"]
["411565","S98 D500-FLEX INDUS TISSU POLYAMIDE+SANTOPRENE SPIRE ACIER","4305","CONDUITS FLEX. INDUSTRIELS","ML",248.07,"OUI","OUI"]
["411571","EX-1 GAS AUTO D050-FLEX INDUS TISSU POLYESTER+GOMME TPK","4305","CONDUITS FLEX. INDUSTRIELS","ML",46.57,"OUI","OUI"]
["411572","EX-1 GAS AUTO D060-FLEX INDUS TISSU POLYESTER+GOMME TPK","4305","CONDUITS FLEX. INDUSTRIELS","ML",53.21,"OUI","OUI"]
["411573","EX-1 GAS AUTO D065-FLEX INDUS TISSU POLYESTER+GOMME TPK","4305","CONDUITS FLEX. INDUSTRIELS","ML",55.39,"OUI","OUI"]
["411574","EX-1 GAS AUTO D076-FLEX INDUS TISSU POLYESTER+GOMME TPK","4305","CONDUITS FLEX. INDUSTRIELS","ML",62.53,"OUI","OUI"]
["411575","EX-1 GAS AUTO D080-FLEX INDUS TISSU POLYESTER+GOMME TPK","4305","CONDUITS FLEX. INDUSTRIELS","ML",66.94,"OUI","OUI"]
["411576","EX-1 GAS AUTO D100-FLEX INDUS TISSU POLYESTER+GOMME TPK","4305","CONDUITS FLEX. INDUSTRIELS","ML",79.37,"OUI","OUI"]
["411577","EX-1 GAS AUTO D125-FLEX INDUS TISSU POLYESTER+GOMME TPK","4305","CONDUITS FLEX. INDUSTRIELS","ML",97.56,"OUI","OUI"]
["411578","EX-1 GAS AUTO D150-FLEX INDUS TISSU POLYESTER+GOMME TPK","4305","CONDUITS FLEX. INDUSTRIELS","ML",121.49,"OUI","OUI"]
["411601","PLASTIROLL D032X036-FLEX INDUS PROFILE PVC SPIRALEE","4305","CONDUITS FLEX. INDUSTRIELS","ML",8.09,"OUI","OUI"]
["411602","PLASTIROLL D055X061-FLEX INDUS PROFILE PVC SPIRALEE","4305","CONDUITS FLEX. INDUSTRIELS","ML",10.61,"OUI","OUI"]
["411603","PLASTIROLL D075X081-FLEX INDUS PROFILE PVC SPIRALEE","4305","CONDUITS FLEX. INDUSTRIELS","ML",14.17,"OUI","OUI"]
["411604","PLASTIROLL D080X086-FLEX INDUS PROFILE PVC SPIRALEE","4305","CONDUITS FLEX. INDUSTRIELS","ML",14.76,"OUI","OUI"]
["411605","PLASTIROLL D095X101-FLEX INDUS PROFILE PVC SPIRALEE","4305","CONDUITS FLEX. INDUSTRIELS","ML",16.989999999999998,"OUI","OUI"]
["411606","PLASTIROLL D125X131-FLEX INDUS PROFILE PVC SPIRALEE","4305","CONDUITS FLEX. INDUSTRIELS","ML",22.79,"OUI","OUI"]
["411607","PLASTIROLL D150X156-FLEX INDUS PROFILE PVC SPIRALEE","4305","CONDUITS FLEX. INDUSTRIELS","ML",29.13,"OUI","OUI"]
["411608","PLASTIROLL D200X206-FLEX INDUS PROFILE PVC SPIRALEE","4305","CONDUITS FLEX. INDUSTRIELS","ML",40.29,"OUI","OUI"]
["411611","P8 D019-FLEX INDUS TISSU FIBRE DE VERRE+NEOPRENE SPIRE ACIER CUIVRE","4305","CONDUITS FLEX. INDUSTRIELS","ML",18.04,"OUI","OUI"]
["411612","P8 D025-FLEX INDUS TISSU FIBRE DE VERRE+NEOPRENE SPIRE ACIER CUIVRE","4305","CONDUITS FLEX. INDUSTRIELS","ML",17.84,"OUI","OUI"]
["411613","P8 D028-FLEX INDUS TISSU FIBRE DE VERRE+NEOPRENE SPIRE ACIER CUIVRE","4305","CONDUITS FLEX. INDUSTRIELS","ML",17.149999999999999,"OUI","OUI"]
["411614","P8 D030-FLEX INDUS TISSU FIBRE DE VERRE+NEOPRENE SPIRE ACIER CUIVRE","4305","CONDUITS FLEX. INDUSTRIELS","ML",17.190000000000001,"OUI","OUI"]
["411615","P8 D032-FLEX INDUS TISSU FIBRE DE VERRE+NEOPRENE SPIRE ACIER CUIVRE","4305","CONDUITS FLEX. INDUSTRIELS","ML",17.39,"OUI","OUI"]
["411616","P8 D035-FLEX INDUS TISSU FIBRE DE VERRE+NEOPRENE SPIRE ACIER CUIVRE","4305","CONDUITS FLEX. INDUSTRIELS","ML",17.55,"OUI","OUI"]
["411617","P8 D038-FLEX INDUS TISSU FIBRE DE VERRE+NEOPRENE SPIRE ACIER CUIVRE","4305","CONDUITS FLEX. INDUSTRIELS","ML",17.88,"OUI","OUI"]
["411618","P8 D039-FLEX INDUS TISSU FIBRE DE VERRE+NEOPRENE SPIRE ACIER CUIVRE","4305","CONDUITS FLEX. INDUSTRIELS","ML",17.989999999999998,"OUI","OUI"]
["411619","P8 D041-FLEX INDUS TISSU FIBRE DE VERRE+NEOPRENE SPIRE ACIER CUIVRE","4305","CONDUITS FLEX. INDUSTRIELS","ML",18.440000000000001,"OUI","OUI"]
["411620","P8 D044-FLEX INDUS TISSU FIBRE DE VERRE+NEOPRENE SPIRE ACIER CUIVRE","4305","CONDUITS FLEX. INDUSTRIELS","ML",18.77,"OUI","OUI"]
["411621","P8 D051-FLEX INDUS TISSU FIBRE DE VERRE+NEOPRENE SPIRE ACIER CUIVRE","4305","CONDUITS FLEX. INDUSTRIELS","ML",19.97,"OUI","OUI"]
["411622","P8 D055-FLEX INDUS TISSU FIBRE DE VERRE+NEOPRENE SPIRE ACIER CUIVRE","4305","CONDUITS FLEX. INDUSTRIELS","ML",20.36,"OUI","OUI"]
["411623","P8 D057-FLEX INDUS TISSU FIBRE DE VERRE+NEOPRENE SPIRE ACIER CUIVRE","4305","CONDUITS FLEX. INDUSTRIELS","ML",21.16,"OUI","OUI"]
["411624","P8 D060-FLEX INDUS TISSU FIBRE DE VERRE+NEOPRENE SPIRE ACIER CUIVRE","4305","CONDUITS FLEX. INDUSTRIELS","ML",21.5,"OUI","OUI"]
["411625","P8 D063-FLEX INDUS TISSU FIBRE DE VERRE+NEOPRENE SPIRE ACIER CUIVRE","4305","CONDUITS FLEX. INDUSTRIELS","ML",22.05,"OUI","OUI"]
["411626","P8 D064-FLEX INDUS TISSU FIBRE DE VERRE+NEOPRENE SPIRE ACIER CUIVRE","4305","CONDUITS FLEX. INDUSTRIELS","ML",22.49,"OUI","OUI"]
["411627","P8 D065-FLEX INDUS TISSU FIBRE DE VERRE+NEOPRENE SPIRE ACIER CUIVRE","4305","CONDUITS FLEX. INDUSTRIELS","ML",22.89,"OUI","OUI"]
["411628","P8 D070-FLEX INDUS TISSU FIBRE DE VERRE+NEOPRENE SPIRE ACIER CUIVRE","4305","CONDUITS FLEX. INDUSTRIELS","ML",23.98,"OUI","OUI"]
["411629","P8 D076-FLEX INDUS TISSU FIBRE DE VERRE+NEOPRENE SPIRE ACIER CUIVRE","4305","CONDUITS FLEX. INDUSTRIELS","ML",26.41,"OUI","OUI"]
["411630","P8 D080-FLEX INDUS TISSU FIBRE DE VERRE+NEOPRENE SPIRE ACIER CUIVRE","4305","CONDUITS FLEX. INDUSTRIELS","ML",27.85,"OUI","OUI"]
["411631","P8 D083-FLEX INDUS TISSU FIBRE DE VERRE+NEOPRENE SPIRE ACIER CUIVRE","4305","CONDUITS FLEX. INDUSTRIELS","ML",28.54,"OUI","OUI"]
["411632","P8 D090-FLEX INDUS TISSU FIBRE DE VERRE+NEOPRENE SPIRE ACIER CUIVRE","4305","CONDUITS FLEX. INDUSTRIELS","ML",29.62,"OUI","OUI"]
["411633","P8 D095-FLEX INDUS TISSU FIBRE DE VERRE+NEOPRENE SPIRE ACIER CUIVRE","4305","CONDUITS FLEX. INDUSTRIELS","ML",30.71,"OUI","OUI"]
["411634","P8 D102-FLEX INDUS TISSU FIBRE DE VERRE+NEOPRENE SPIRE ACIER CUIVRE","4305","CONDUITS FLEX. INDUSTRIELS","ML",32.11,"OUI","OUI"]
["411635","P8 D114-FLEX INDUS TISSU FIBRE DE VERRE+NEOPRENE SPIRE ACIER CUIVRE","4305","CONDUITS FLEX. INDUSTRIELS","ML",35.82,"OUI","OUI"]
["411636","P8 D120-FLEX INDUS TISSU FIBRE DE VERRE+NEOPRENE SPIRE ACIER CUIVRE","4305","CONDUITS FLEX. INDUSTRIELS","ML",36.520000000000003,"OUI","OUI"]
["411637","P8 D127-FLEX INDUS TISSU FIBRE DE VERRE+NEOPRENE SPIRE ACIER CUIVRE","4305","CONDUITS FLEX. INDUSTRIELS","ML",37.75,"OUI","OUI"]
["411638","P8 D130-FLEX INDUS TISSU FIBRE DE VERRE+NEOPRENE SPIRE ACIER CUIVRE","4305","CONDUITS FLEX. INDUSTRIELS","ML",38.799999999999997,"OUI","OUI"]
["411639","P8 D140-FLEX INDUS TISSU FIBRE DE VERRE+NEOPRENE SPIRE ACIER CUIVRE","4305","CONDUITS FLEX. INDUSTRIELS","ML",43.11,"OUI","OUI"]
["411640","P8 D152-FLEX INDUS TISSU FIBRE DE VERRE+NEOPRENE SPIRE ACIER CUIVRE","4305","CONDUITS FLEX. INDUSTRIELS","ML",47.06,"OUI","OUI"]
["411641","P8 D160-FLEX INDUS TISSU FIBRE DE VERRE+NEOPRENE SPIRE ACIER CUIVRE","4305","CONDUITS FLEX. INDUSTRIELS","ML",51.03,"OUI","OUI"]
["411642","P8 D165-FLEX INDUS TISSU FIBRE DE VERRE+NEOPRENE SPIRE ACIER CUIVRE","4305","CONDUITS FLEX. INDUSTRIELS","ML",54.16,"OUI","OUI"]
["411643","P8 D180-FLEX INDUS TISSU FIBRE DE VERRE+NEOPRENE SPIRE ACIER CUIVRE","4305","CONDUITS FLEX. INDUSTRIELS","ML",59.9,"OUI","OUI"]
["411644","P8 D203-FLEX INDUS TISSU FIBRE DE VERRE+NEOPRENE SPIRE ACIER CUIVRE","4305","CONDUITS FLEX. INDUSTRIELS","ML",66.34,"OUI","OUI"]
["411645","P8 D229-FLEX INDUS TISSU FIBRE DE VERRE+NEOPRENE SPIRE ACIER CUIVRE","4305","CONDUITS FLEX. INDUSTRIELS","ML",73.52,"OUI","OUI"]
["411646","P8 D254-FLEX INDUS TISSU FIBRE DE VERRE+NEOPRENE SPIRE ACIER CUIVRE","4305","CONDUITS FLEX. INDUSTRIELS","ML",91.16,"OUI","OUI"]
["411647","P8 D305-FLEX INDUS TISSU FIBRE DE VERRE+NEOPRENE SPIRE ACIER CUIVRE","4305","CONDUITS FLEX. INDUSTRIELS","ML",103.45,"OUI","OUI"]
["411648","P8-S D019-FLEX INDUS TISSU FIBRE DE VERRE+NEOPRENE SPIRE ACIER CUIVRE","4305","CONDUITS FLEX. INDUSTRIELS","ML",30.07,"OUI","OUI"]
["411649","P8-S D025-FLEX INDUS TISSU FIBRE DE VERRE+NEOPRENE SPIRE ACIER CUIVRE","4305","CONDUITS FLEX. INDUSTRIELS","ML",28.64,"OUI","OUI"]
["411650","P8-S D028-FLEX INDUS TISSU FIBRE DE VERRE+NEOPRENE SPIRE ACIER CUIVRE","4305","CONDUITS FLEX. INDUSTRIELS","ML",29.58,"OUI","OUI"]
["411651","P8-S D030-FLEX INDUS TISSU FIBRE DE VERRE+NEOPRENE SPIRE ACIER CUIVRE","4305","CONDUITS FLEX. INDUSTRIELS","ML",31.56,"OUI","OUI"]
["411652","P8-S D032-FLEX INDUS TISSU FIBRE DE VERRE+NEOPRENE SPIRE ACIER CUIVRE","4305","CONDUITS FLEX. INDUSTRIELS","ML",31.76,"OUI","OUI"]
["411653","P8-S D035-FLEX INDUS TISSU FIBRE DE VERRE+NEOPRENE SPIRE ACIER CUIVRE","4305","CONDUITS FLEX. INDUSTRIELS","ML",32.159999999999997,"OUI","OUI"]
["411654","P8-S D038-FLEX INDUS TISSU FIBRE DE VERRE+NEOPRENE SPIRE ACIER CUIVRE","4305","CONDUITS FLEX. INDUSTRIELS","ML",32.950000000000003,"OUI","OUI"]
["411655","P8-S D039-FLEX INDUS TISSU FIBRE DE VERRE+NEOPRENE SPIRE ACIER CUIVRE","4305","CONDUITS FLEX. INDUSTRIELS","ML",33.14,"OUI","OUI"]
["411656","P8-S D041-FLEX INDUS TISSU FIBRE DE VERRE+NEOPRENE SPIRE ACIER CUIVRE","4305","CONDUITS FLEX. INDUSTRIELS","ML",33.39,"OUI","OUI"]
["411657","P8-S D044-FLEX INDUS TISSU FIBRE DE VERRE+NEOPRENE SPIRE ACIER CUIVRE","4305","CONDUITS FLEX. INDUSTRIELS","ML",35.82,"OUI","OUI"]
["411658","P8-S D051-FLEX INDUS TISSU FIBRE DE VERRE+NEOPRENE SPIRE ACIER CUIVRE","4305","CONDUITS FLEX. INDUSTRIELS","ML",38.4,"OUI","OUI"]
["411659","P8-S D055-FLEX INDUS TISSU FIBRE DE VERRE+NEOPRENE SPIRE ACIER CUIVRE","4305","CONDUITS FLEX. INDUSTRIELS","ML",38.75,"OUI","OUI"]
["411660","P8-S D057-FLEX INDUS TISSU FIBRE DE VERRE+NEOPRENE SPIRE ACIER CUIVRE","4305","CONDUITS FLEX. INDUSTRIELS","ML",40.130000000000003,"OUI","OUI"]
["411662","P8-S D063-FLEX INDUS TISSU FIBRE DE VERRE+NEOPRENE SPIRE ACIER CUIVRE","4305","CONDUITS FLEX. INDUSTRIELS","ML",41.72,"OUI","OUI"]
["411663","P8-S D064-FLEX INDUS TISSU FIBRE DE VERRE+NEOPRENE SPIRE ACIER CUIVRE","4305","CONDUITS FLEX. INDUSTRIELS","ML",42.36,"OUI","OUI"]
["411664","P8-S D065-FLEX INDUS TISSU FIBRE DE VERRE+NEOPRENE SPIRE ACIER CUIVRE","4305","CONDUITS FLEX. INDUSTRIELS","ML",42.96,"OUI","OUI"]
["411665","P8-S D070-FLEX INDUS TISSU FIBRE DE VERRE+NEOPRENE SPIRE ACIER CUIVRE","4305","CONDUITS FLEX. INDUSTRIELS","ML",44.25,"OUI","OUI"]
["411666","P8-S D076-FLEX INDUS TISSU FIBRE DE VERRE+NEOPRENE SPIRE ACIER CUIVRE","4305","CONDUITS FLEX. INDUSTRIELS","ML",44.9,"OUI","OUI"]
["411667","P8-S D080-FLEX INDUS TISSU FIBRE DE VERRE+NEOPRENE SPIRE ACIER CUIVRE","4305","CONDUITS FLEX. INDUSTRIELS","ML",47.17,"OUI","OUI"]
["411668","P8-S D083-FLEX INDUS TISSU FIBRE DE VERRE+NEOPRENE SPIRE ACIER CUIVRE","4305","CONDUITS FLEX. INDUSTRIELS","ML",49,"OUI","OUI"]
["411669","P8-S D090-FLEX INDUS TISSU FIBRE DE VERRE+NEOPRENE SPIRE ACIER CUIVRE","4305","CONDUITS FLEX. INDUSTRIELS","ML",50.64,"OUI","OUI"]
["411670","P8-S D095-FLEX INDUS TISSU FIBRE DE VERRE+NEOPRENE SPIRE ACIER CUIVRE","4305","CONDUITS FLEX. INDUSTRIELS","ML",54,"OUI","OUI"]
["411671","P8-S D102-FLEX INDUS TISSU FIBRE DE VERRE+NEOPRENE SPIRE ACIER CUIVRE","4305","CONDUITS FLEX. INDUSTRIELS","ML",58.01,"OUI","OUI"]
["411672","P8-S D114-FLEX INDUS TISSU FIBRE DE VERRE+NEOPRENE SPIRE ACIER CUIVRE","4305","CONDUITS FLEX. INDUSTRIELS","ML",60.1,"OUI","OUI"]
["411673","P8-S D120-FLEX INDUS TISSU FIBRE DE VERRE+NEOPRENE SPIRE ACIER CUIVRE","4305","CONDUITS FLEX. INDUSTRIELS","ML",64.37,"OUI","OUI"]
["411674","P8-S D127-FLEX INDUS TISSU FIBRE DE VERRE+NEOPRENE SPIRE ACIER CUIVRE","4305","CONDUITS FLEX. INDUSTRIELS","ML",67.23,"OUI","OUI"]
["411675","P8-S D130-FLEX INDUS TISSU FIBRE DE VERRE+NEOPRENE SPIRE ACIER CUIVRE","4305","CONDUITS FLEX. INDUSTRIELS","ML",68.819999999999993,"OUI","OUI"]
["411676","P8-S D140-FLEX INDUS TISSU FIBRE DE VERRE+NEOPRENE SPIRE ACIER CUIVRE","4305","CONDUITS FLEX. INDUSTRIELS","ML",76.55,"OUI","OUI"]
["411677","P8-S D152-FLEX INDUS TISSU FIBRE DE VERRE+NEOPRENE SPIRE ACIER CUIVRE","4305","CONDUITS FLEX. INDUSTRIELS","ML",80.42,"OUI","OUI"]
["411678","P8-S D160-FLEX INDUS TISSU FIBRE DE VERRE+NEOPRENE SPIRE ACIER CUIVRE","4305","CONDUITS FLEX. INDUSTRIELS","ML",85.72,"OUI","OUI"]
["411679","P8-S D165-FLEX INDUS TISSU FIBRE DE VERRE+NEOPRENE SPIRE ACIER CUIVRE","4305","CONDUITS FLEX. INDUSTRIELS","ML",86.46,"OUI","OUI"]
["411680","P8-S D180-FLEX INDUS TISSU FIBRE DE VERRE+NEOPRENE SPIRE ACIER CUIVRE","4305","CONDUITS FLEX. INDUSTRIELS","ML",91.56,"OUI","OUI"]
["411682","P8-S D229-FLEX INDUS TISSU FIBRE DE VERRE+NEOPRENE SPIRE ACIER CUIVRE","4305","CONDUITS FLEX. INDUSTRIELS","ML",126.1,"OUI","OUI"]
["411683","P8-S D254-FLEX INDUS TISSU FIBRE DE VERRE+NEOPRENE SPIRE ACIER CUIVRE","4305","CONDUITS FLEX. INDUSTRIELS","ML",132.72999999999999,"OUI","OUI"]
["411684","P8-S D305-FLEX INDUS TISSU FIBRE DE VERRE+NEOPRENE SPIRE ACIER CUIVRE","4305","CONDUITS FLEX. INDUSTRIELS","ML",152.65,"OUI","OUI"]
["411691","P4-S D019-FLEX INDUS TISSU FIBRE DE VERRE+SILICONE SPIRE ACIER CUIVRE","4305","CONDUITS FLEX. INDUSTRIELS","ML",38.24,"OUI","OUI"]
["411692","P4-S D025-FLEX INDUS TISSU FIBRE DE VERRE+SILICONE SPIRE ACIER CUIVRE","4305","CONDUITS FLEX. INDUSTRIELS","ML",35.43,"OUI","OUI"]
["411693","P4-S D028-FLEX INDUS TISSU FIBRE DE VERRE+SILICONE SPIRE ACIER CUIVRE","4305","CONDUITS FLEX. INDUSTRIELS","ML",35.08,"OUI","OUI"]
["411694","P4-S D030-FLEX INDUS TISSU FIBRE DE VERRE+SILICONE SPIRE ACIER CUIVRE","4305","CONDUITS FLEX. INDUSTRIELS","ML",34.729999999999997,"OUI","OUI"]
["411695","P4-S D032-FLEX INDUS TISSU FIBRE DE VERRE+SILICONE SPIRE ACIER CUIVRE","4305","CONDUITS FLEX. INDUSTRIELS","ML",35.119999999999997,"OUI","OUI"]
["411696","P4-S D035-FLEX INDUS TISSU FIBRE DE VERRE+SILICONE SPIRE ACIER CUIVRE","4305","CONDUITS FLEX. INDUSTRIELS","ML",36.32,"OUI","OUI"]
["411697","P4-S D038-FLEX INDUS TISSU FIBRE DE VERRE+SILICONE SPIRE ACIER CUIVRE","4305","CONDUITS FLEX. INDUSTRIELS","ML",36.869999999999997,"OUI","OUI"]
["411698","P4-S D039-FLEX INDUS TISSU FIBRE DE VERRE+SILICONE SPIRE ACIER CUIVRE","4305","CONDUITS FLEX. INDUSTRIELS","ML",37.21,"OUI","OUI"]
["411699","P4-S D041-FLEX INDUS TISSU FIBRE DE VERRE+SILICONE SPIRE ACIER CUIVRE","4305","CONDUITS FLEX. INDUSTRIELS","ML",37.85,"OUI","OUI"]
["411700","P4-S D044-FLEX INDUS TISSU FIBRE DE VERRE+SILICONE SPIRE ACIER CUIVRE","4305","CONDUITS FLEX. INDUSTRIELS","ML",41.18,"OUI","OUI"]
["411701","P4-S D051-FLEX INDUS TISSU FIBRE DE VERRE+SILICONE SPIRE ACIER CUIVRE","4305","CONDUITS FLEX. INDUSTRIELS","ML",47.96,"OUI","OUI"]
["411702","P4-S D055-FLEX INDUS TISSU FIBRE DE VERRE+SILICONE SPIRE ACIER CUIVRE","4305","CONDUITS FLEX. INDUSTRIELS","ML",49.51,"OUI","OUI"]
["411703","P4-S D057-FLEX INDUS TISSU FIBRE DE VERRE+SILICONE SPIRE ACIER CUIVRE","4305","CONDUITS FLEX. INDUSTRIELS","ML",50.98,"OUI","OUI"]
["411704","P4-S D060-FLEX INDUS TISSU FIBRE DE VERRE+SILICONE SPIRE ACIER CUIVRE","4305","CONDUITS FLEX. INDUSTRIELS","ML",52.72,"OUI","OUI"]
["411705","P4-S D063-FLEX INDUS TISSU FIBRE DE VERRE+SILICONE SPIRE ACIER CUIVRE","4305","CONDUITS FLEX. INDUSTRIELS","ML",54.3,"OUI","OUI"]
["411706","P4-S D064-FLEX INDUS TISSU FIBRE DE VERRE+SILICONE SPIRE ACIER CUIVRE","4305","CONDUITS FLEX. INDUSTRIELS","ML",54.95,"OUI","OUI"]
["411707","P4-S D065-FLEX INDUS TISSU FIBRE DE VERRE+SILICONE SPIRE ACIER CUIVRE","4305","CONDUITS FLEX. INDUSTRIELS","ML",55.49,"OUI","OUI"]
["411708","P4-S D070-FLEX INDUS TISSU FIBRE DE VERRE+SILICONE SPIRE ACIER CUIVRE","4305","CONDUITS FLEX. INDUSTRIELS","ML",57.33,"OUI","OUI"]
["411709","P4-S D076-FLEX INDUS TISSU FIBRE DE VERRE+SILICONE SPIRE ACIER CUIVRE","4305","CONDUITS FLEX. INDUSTRIELS","ML",60.6,"OUI","OUI"]
["411710","P4-S D080-FLEX INDUS TISSU FIBRE DE VERRE+SILICONE SPIRE ACIER CUIVRE","4305","CONDUITS FLEX. INDUSTRIELS","ML",62.13,"OUI","OUI"]
["411711","P4-S D083-FLEX INDUS TISSU FIBRE DE VERRE+SILICONE SPIRE ACIER CUIVRE","4305","CONDUITS FLEX. INDUSTRIELS","ML",63.52,"OUI","OUI"]
["411712","P4-S D090-FLEX INDUS TISSU FIBRE DE VERRE+SILICONE SPIRE ACIER CUIVRE","4305","CONDUITS FLEX. INDUSTRIELS","ML",66.790000000000006,"OUI","OUI"]
["411713","P4-S D095-FLEX INDUS TISSU FIBRE DE VERRE+SILICONE SPIRE ACIER CUIVRE","4305","CONDUITS FLEX. INDUSTRIELS","ML",70.16,"OUI","OUI"]
["411714","P4-S D102-FLEX INDUS TISSU FIBRE DE VERRE+SILICONE SPIRE ACIER CUIVRE","4305","CONDUITS FLEX. INDUSTRIELS","ML",71.400000000000006,"OUI","OUI"]
["411715","P4-S D114-FLEX INDUS TISSU FIBRE DE VERRE+SILICONE SPIRE ACIER CUIVRE","4305","CONDUITS FLEX. INDUSTRIELS","ML",84.97,"OUI","OUI"]
["411716","P4-S D120-FLEX INDUS TISSU FIBRE DE VERRE+SILICONE SPIRE ACIER CUIVRE","4305","CONDUITS FLEX. INDUSTRIELS","ML",88.1,"OUI","OUI"]
["411717","P4-S D127FLEX INDUS TISSU FIBRE DE VERRE+SILICONE SPIRE ACIER CUIVRE","4305","CONDUITS FLEX. INDUSTRIELS","ML",91.27,"OUI","OUI"]
["411718","P4-S D130-FLEX INDUS TISSU FIBRE DE VERRE+SILICONE SPIRE ACIER CUIVRE","4305","CONDUITS FLEX. INDUSTRIELS","ML",93.45,"OUI","OUI"]
["411719","P4-S D140-FLEX INDUS TISSU FIBRE DE VERRE+SILICONE SPIRE ACIER CUIVRE","4305","CONDUITS FLEX. INDUSTRIELS","ML",100.53,"OUI","OUI"]
["411720","P4-S D152-FLEX INDUS TISSU FIBRE DE VERRE+SILICONE SPIRE ACIER CUIVRE","4305","CONDUITS FLEX. INDUSTRIELS","ML",105.54,"OUI","OUI"]
["411721","P4-S D160-FLEX INDUS TISSU FIBRE DE VERRE+SILICONE SPIRE ACIER CUIVRE","4305","CONDUITS FLEX. INDUSTRIELS","ML",112.57,"OUI","OUI"]
["411722","P4-S D165-FLEX INDUS TISSU FIBRE DE VERRE+SILICONE SPIRE ACIER CUIVRE","4305","CONDUITS FLEX. INDUSTRIELS","ML",115.25,"OUI","OUI"]
["411723","P4-S D180-FLEX INDUS TISSU FIBRE DE VERRE+SILICONE SPIRE ACIER CUIVRE","4305","CONDUITS FLEX. INDUSTRIELS","ML",123.56,"OUI","OUI"]
["411724","P4-S D203-FLEX INDUS TISSU FIBRE DE VERRE+SILICONE SPIRE ACIER CUIVRE","4305","CONDUITS FLEX. INDUSTRIELS","ML",139.58000000000001,"OUI","OUI"]
["411725","P4-S D229-FLEX INDUS TISSU FIBRE DE VERRE+SILICONE SPIRE ACIER CUIVRE","4305","CONDUITS FLEX. INDUSTRIELS","ML",172.78,"OUI","OUI"]
["411726","P4-S D254-FLEX INDUS TISSU FIBRE DE VERRE+SILICONE SPIRE ACIER CUIVRE","4305","CONDUITS FLEX. INDUSTRIELS","ML",181.78,"OUI","OUI"]
["411727","P4-S D305-FLEX INDUS TISSU FIBRE DE VERRE+SILICONE SPIRE ACIER CUIVRE","4305","CONDUITS FLEX. INDUSTRIELS","ML",224.45,"OUI","OUI"]
["411961","M12/HT D051-FLEX INDUS TISSU POLYESTER+POLYURETHANE","4305","CONDUITS FLEX. INDUSTRIELS","ML",26.01,"OUI","OUI"]
["411962","M12/HT D060-FLEX INDUS TISSU POLYESTER+POLYURETHANE","4305","CONDUITS FLEX. INDUSTRIELS","ML",28.98,"OUI","OUI"]
["411963","M12/HT D063-FLEX INDUS TISSU POLYESTER+POLYURETHANE","4305","CONDUITS FLEX. INDUSTRIELS","ML",30.47,"OUI","OUI"]
["411964","M12/HT D070-FLEX INDUS TISSU POLYESTER+POLYURETHANE","4305","CONDUITS FLEX. INDUSTRIELS","ML",34.880000000000003,"OUI","OUI"]
["411965","M12/HT D076-FLEX INDUS TISSU POLYESTER+POLYURETHANE","4305","CONDUITS FLEX. INDUSTRIELS","ML",40.130000000000003,"OUI","OUI"]
["411966","M12/HT D080-FLEX INDUS TISSU POLYESTER+POLYURETHANE","4305","CONDUITS FLEX. INDUSTRIELS","ML",43.55,"OUI","OUI"]
["411967","M12/HT D090-FLEX INDUS TISSU POLYESTER+POLYURETHANE","4305","CONDUITS FLEX. INDUSTRIELS","ML",44.64,"OUI","OUI"]
["411968","M12/HT D100-FLEX INDUS TISSU POLYESTER+POLYURETHANE","4305","CONDUITS FLEX. INDUSTRIELS","ML",45.78,"OUI","OUI"]
["411969","M12/HT D110-FLEX INDUS TISSU POLYESTER+POLYURETHANE","4305","CONDUITS FLEX. INDUSTRIELS","ML",49.11,"OUI","OUI"]
["411970","M12/HT D120-FLEX INDUS TISSU POLYESTER+POLYURETHANE","4305","CONDUITS FLEX. INDUSTRIELS","ML",53.8,"OUI","OUI"]
["411971","M12/HT D125-FLEX INDUS TISSU POLYESTER+POLYURETHANE","4305","CONDUITS FLEX. INDUSTRIELS","ML",55.84,"OUI","OUI"]
["411972","M12/HT D130-FLEX INDUS TISSU POLYESTER+POLYURETHANE","4305","CONDUITS FLEX. INDUSTRIELS","ML",58.07,"OUI","OUI"]
["411973","M12/HT D140-FLEX INDUS TISSU POLYESTER+POLYURETHANE","4305","CONDUITS FLEX. INDUSTRIELS","ML",61.38,"OUI","OUI"]
["411974","M12/HT D150-FLEX INDUS TISSU POLYESTER+POLYURETHANE","4305","CONDUITS FLEX. INDUSTRIELS","ML",66.989999999999995,"OUI","OUI"]
["411975","M12/HT D160-FLEX INDUS TISSU POLYESTER+POLYURETHANE","4305","CONDUITS FLEX. INDUSTRIELS","ML",70.349999999999994,"OUI","OUI"]
["411976","M12/HT D180-FLEX INDUS TISSU POLYESTER+POLYURETHANE","4305","CONDUITS FLEX. INDUSTRIELS","ML",81.31,"OUI","OUI"]
["411977","M12/HT D200-FLEX INDUS TISSU POLYESTER+POLYURETHANE","4305","CONDUITS FLEX. INDUSTRIELS","ML",88.19,"OUI","OUI"]
["411978","M12/HT D225-FLEX INDUS TISSU POLYESTER+POLYURETHANE","4305","CONDUITS FLEX. INDUSTRIELS","ML",101.47,"OUI","OUI"]
["411979","M12/HT D250-FLEX INDUS TISSU POLYESTER+POLYURETHANE","4305","CONDUITS FLEX. INDUSTRIELS","ML",110.33,"OUI","OUI"]
["411980","M12/HT D300-FLEX INDUS TISSU POLYESTER+POLYURETHANE","4305","CONDUITS FLEX. INDUSTRIELS","ML",152.65,"OUI","OUI"]
["412001","P4 D019-FLEX INDUS TISSU FIBRE DE VERRE+SILICONE SPIRE ACIER CUIVRE","4305","CONDUITS FLEX. INDUSTRIELS","ML",22.49,"OUI","OUI"]
["412002","P4 D025-FLEX INDUS TISSU FIBRE DE VERRE+SILICONE SPIRE ACIER CUIVRE","4305","CONDUITS FLEX. INDUSTRIELS","ML",19.87,"OUI","OUI"]
["412003","P4 D028-FLEX INDUS TISSU FIBRE DE VERRE+SILICONE SPIRE ACIER CUIVRE","4305","CONDUITS FLEX. INDUSTRIELS","ML",19.82,"OUI","OUI"]
["412004","P4 D030-FLEX INDUS TISSU FIBRE DE VERRE+SILICONE SPIRE ACIER CUIVRE","4305","CONDUITS FLEX. INDUSTRIELS","ML",20.27,"OUI","OUI"]
["412005","P4 D032-FLEX INDUS TISSU FIBRE DE VERRE+SILICONE SPIRE ACIER CUIVRE","4305","CONDUITS FLEX. INDUSTRIELS","ML",20.56,"OUI","OUI"]
["412006","P4 D035-FLEX INDUS TISSU FIBRE DE VERRE+SILICONE SPIRE ACIER CUIVRE","4305","CONDUITS FLEX. INDUSTRIELS","ML",21.06,"OUI","OUI"]
["412007","P4 D038-FLEX INDUS TISSU FIBRE DE VERRE+SILICONE SPIRE ACIER CUIVRE","4305","CONDUITS FLEX. INDUSTRIELS","ML",22,"OUI","OUI"]
["412008","P4 D039-FLEX INDUS TISSU FIBRE DE VERRE+SILICONE SPIRE ACIER CUIVRE","4305","CONDUITS FLEX. INDUSTRIELS","ML",22.2,"OUI","OUI"]
["412009","P4 D041-FLEX INDUS TISSU FIBRE DE VERRE+SILICONE SPIRE ACIER CUIVRE","4305","CONDUITS FLEX. INDUSTRIELS","ML",22.99,"OUI","OUI"]
["412010","P4 D044-FLEX INDUS TISSU FIBRE DE VERRE+SILICONE SPIRE ACIER CUIVRE","4305","CONDUITS FLEX. INDUSTRIELS","ML",23.88,"OUI","OUI"]
["412011","P4 D051-FLEX INDUS TISSU FIBRE DE VERRE+SILICONE SPIRE ACIER CUIVRE","4305","CONDUITS FLEX. INDUSTRIELS","ML",27.85,"OUI","OUI"]
["412012","P4 D055-FLEX INDUS TISSU FIBRE DE VERRE+SILICONE SPIRE ACIER CUIVRE","4305","CONDUITS FLEX. INDUSTRIELS","ML",28.49,"OUI","OUI"]
["412013","P4 D057-FLEX INDUS TISSU FIBRE DE VERRE+SILICONE SPIRE ACIER CUIVRE","4305","CONDUITS FLEX. INDUSTRIELS","ML",29.03,"OUI","OUI"]
["412014","P4 D060-FLEX INDUS TISSU FIBRE DE VERRE+SILICONE SPIRE ACIER CUIVRE","4305","CONDUITS FLEX. INDUSTRIELS","ML",30.02,"OUI","OUI"]
["412015","P4 D063-FLEX INDUS TISSU FIBRE DE VERRE+SILICONE SPIRE ACIER CUIVRE","4305","CONDUITS FLEX. INDUSTRIELS","ML",30.91,"OUI","OUI"]
["412016","P4 D064-FLEX INDUS TISSU FIBRE DE VERRE+SILICONE SPIRE ACIER CUIVRE","4305","CONDUITS FLEX. INDUSTRIELS","ML",31.22,"OUI","OUI"]
["412017","P4 D065-FLEX INDUS TISSU FIBRE DE VERRE+SILICONE SPIRE ACIER CUIVRE","4305","CONDUITS FLEX. INDUSTRIELS","ML",31.51,"OUI","OUI"]
["412018","P4 D070-FLEX INDUS TISSU FIBRE DE VERRE+SILICONE SPIRE ACIER CUIVRE","4305","CONDUITS FLEX. INDUSTRIELS","ML",33.39,"OUI","OUI"]
["412019","P4 D076-FLEX INDUS TISSU FIBRE DE VERRE+SILICONE SPIRE ACIER CUIVRE","4305","CONDUITS FLEX. INDUSTRIELS","ML",35.19,"OUI","OUI"]
["412020","P4 D080-FLEX INDUS TISSU FIBRE DE VERRE+SILICONE SPIRE ACIER CUIVRE","4305","CONDUITS FLEX. INDUSTRIELS","ML",36.17,"OUI","OUI"]
["412021","P4 D083-FLEX INDUS TISSU FIBRE DE VERRE+SILICONE SPIRE ACIER CUIVRE","4305","CONDUITS FLEX. INDUSTRIELS","ML",37.21,"OUI","OUI"]
["412022","P4 D090-FLEX INDUS TISSU FIBRE DE VERRE+SILICONE SPIRE ACIER CUIVRE","4305","CONDUITS FLEX. INDUSTRIELS","ML",39.04,"OUI","OUI"]
["412023","P4 D095-FLEX INDUS TISSU FIBRE DE VERRE+SILICONE SPIRE ACIER CUIVRE","4305","CONDUITS FLEX. INDUSTRIELS","ML",40.729999999999997,"OUI","OUI"]
["412024","P4 D102-FLEX INDUS TISSU FIBRE DE VERRE+SILICONE SPIRE ACIER CUIVRE","4305","CONDUITS FLEX. INDUSTRIELS","ML",42.81,"OUI","OUI"]
["412025","P4 D114-FLEX INDUS TISSU FIBRE DE VERRE+SILICONE SPIRE ACIER CUIVRE","4305","CONDUITS FLEX. INDUSTRIELS","ML",49.11,"OUI","OUI"]
["412026","P4 D120-FLEX INDUS TISSU FIBRE DE VERRE+SILICONE SPIRE ACIER CUIVRE","4305","CONDUITS FLEX. INDUSTRIELS","ML",51.08,"OUI","OUI"]
["412027","P4 D127-FLEX INDUS TISSU FIBRE DE VERRE+SILICONE SPIRE ACIER CUIVRE","4305","CONDUITS FLEX. INDUSTRIELS","ML",52.87,"OUI","OUI"]
["412028","P4 D130-FLEX INDUS TISSU FIBRE DE VERRE+SILICONE SPIRE ACIER CUIVRE","4305","CONDUITS FLEX. INDUSTRIELS","ML",54.16,"OUI","OUI"]
["412029","P4 D140-FLEX INDUS TISSU FIBRE DE VERRE+SILICONE SPIRE ACIER CUIVRE","4305","CONDUITS FLEX. INDUSTRIELS","ML",58.17,"OUI","OUI"]
["412030","P4 D152-FLEX INDUS TISSU FIBRE DE VERRE+SILICONE SPIRE ACIER CUIVRE","4305","CONDUITS FLEX. INDUSTRIELS","ML",63.42,"OUI","OUI"]
["412031","P4 D160-FLEX INDUS TISSU FIBRE DE VERRE+SILICONE SPIRE ACIER CUIVRE","4305","CONDUITS FLEX. INDUSTRIELS","ML",68.819999999999993,"OUI","OUI"]
["412032","P4 D165-FLEX INDUS TISSU FIBRE DE VERRE+SILICONE SPIRE ACIER CUIVRE","4305","CONDUITS FLEX. INDUSTRIELS","ML",70.459999999999994,"OUI","OUI"]
["412033","P4 D180-FLEX INDUS TISSU FIBRE DE VERRE+SILICONE SPIRE ACIER CUIVRE","4305","CONDUITS FLEX. INDUSTRIELS","ML",78.19,"OUI","OUI"]
["412034","P4 D203-FLEX INDUS TISSU FIBRE DE VERRE+SILICONE SPIRE ACIER CUIVRE","4305","CONDUITS FLEX. INDUSTRIELS","ML",88.24,"OUI","OUI"]
["412035","P4 D229-FLEX INDUS TISSU FIBRE DE VERRE+SILICONE SPIRE ACIER CUIVRE","4305","CONDUITS FLEX. INDUSTRIELS","ML",97.76,"OUI","OUI"]
["412036","P4 D254-FLEX INDUS TISSU FIBRE DE VERRE+SILICONE SPIRE ACIER CUIVRE","4305","CONDUITS FLEX. INDUSTRIELS","ML",108.21,"OUI","OUI"]
["412037","P4 D305-FLEX INDUS TISSU FIBRE DE VERRE+SILICONE SPIRE ACIER CUIVRE","4305","CONDUITS FLEX. INDUSTRIELS","ML",151.02000000000001,"OUI","OUI"]
["412303","CONNECTEURS FLEXIBLES GSIPFAD CONNECT M/M D.125 Lg 1m","4100","CONNECTEURS FLEXIBLES","Pièce",80.5,"OUI","OUI"]
["412304","CONNECTEURS FLEXIBLES GSIPFAD CONNECT M/M D.160 Lg 1m","4100","CONNECTEURS FLEXIBLES","Pièce",86.24,"OUI","OUI"]
["412305","CONNECTEURS FLEXIBLES GSIPFAD CONNECT M/M D.200 Lg 1m","4100","CONNECTEURS FLEXIBLES","Pièce",103.23,"OUI","OUI"]
["412306","CONNECTEURS FLEXIBLES GSIPFAD CONNECT M/M D.250 Lg 1m","4100","CONNECTEURS FLEXIBLES","Pièce",115.97,"OUI","OUI"]
["412307","CONNECTEURS FLEXIBLES GSIPFAD CONNECT M/M D.315 Lg 1m","4100","CONNECTEURS FLEXIBLES","Pièce",119.73,"OUI","OUI"]
["412313","CONNECTEURS FLEXIBLES GSIPFAD CONNECT M/F D.125 Lg 1m","4100","CONNECTEURS FLEXIBLES","Pièce",76.22,"OUI","OUI"]
["412314","CONNECTEURS FLEXIBLES GSIPFAD CONNECT M/F D.160 Lg 1m","4100","CONNECTEURS FLEXIBLES","Pièce",81.8,"OUI","OUI"]
["412315","CONNECTEURS FLEXIBLES GSIPFAD CONNECT M/F D.200 Lg 1m","4100","CONNECTEURS FLEXIBLES","Pièce",97.89,"OUI","OUI"]
["412316","CONNECTEURS FLEXIBLES GSIPFAD CONNECT M/F D.250 Lg 1m","4100","CONNECTEURS FLEXIBLES","Pièce",109.76,"OUI","OUI"]
["412317","CONNECTEURS FLEXIBLES GSIPFAD CONNECT M/F D.315 Lg 1m","4100","CONNECTEURS FLEXIBLES","Pièce",113.06,"OUI","OUI"]
["412323","CONNECTEURS FLEXIBLES GSIPFAD CONNECT F/F D.125 Lg 1m","4100","CONNECTEURS FLEXIBLES","Pièce",71.92,"OUI","OUI"]
["412324","CONNECTEURS FLEXIBLES GSIPFAD CONNECT F/F D.160 Lg 1m","4100","CONNECTEURS FLEXIBLES","Pièce",77.349999999999994,"OUI","OUI"]
["412325","CONNECTEURS FLEXIBLES GSIPFAD CONNECT F/F D.200 Lg 1m","4100","CONNECTEURS FLEXIBLES","Pièce",92.57,"OUI","OUI"]
["412326","CONNECTEURS FLEXIBLES GSIPFAD CONNECT F/F D.250 Lg 1m","4100","CONNECTEURS FLEXIBLES","Pièce",103.53,"OUI","OUI"]
["412327","CONNECTEURS FLEXIBLES GSIPFAD CONNECT F/F D.315 Lg 1m","4100","CONNECTEURS FLEXIBLES","Pièce",106.4,"OUI","OUI"]
["412333","CONNECTEURS FLEXIBLES GSIPFAD CONNECT M/M D.125 Lg 2m","4100","CONNECTEURS FLEXIBLES","Pièce",142.6,"OUI","OUI"]
["412334","CONNECTEURS FLEXIBLES GSIPFAD CONNECT M/M D.160 Lg 2m","4100","CONNECTEURS FLEXIBLES","Pièce",152.78,"OUI","OUI"]
["412335","CONNECTEURS FLEXIBLES GSIPFAD CONNECT M/M D.200 Lg 2m","4100","CONNECTEURS FLEXIBLES","Pièce",178.15,"OUI","OUI"]
["412336","CONNECTEURS FLEXIBLES GSIPFAD CONNECT M/M D.250 Lg 2m","4100","CONNECTEURS FLEXIBLES","Pièce",204.58,"OUI","OUI"]
["412337","CONNECTEURS FLEXIBLES GSIPFAD CONNECT M/M D.315 Lg 2m","4100","CONNECTEURS FLEXIBLES","Pièce",233.43,"OUI","OUI"]
["412343","CONNECTEURS FLEXIBLES GSIPFAD CONNECT M/F D.125 Lg 2m","4100","CONNECTEURS FLEXIBLES","Pièce",138.30000000000001,"OUI","OUI"]
["412344","CONNECTEURS FLEXIBLES GSIPFAD CONNECT M/F D.160 Lg 2m","4100","CONNECTEURS FLEXIBLES","Pièce",148.32,"OUI","OUI"]
["412345","CONNECTEURS FLEXIBLES GSIPFAD CONNECT M/F D.200 Lg 2m","4100","CONNECTEURS FLEXIBLES","Pièce",172.83,"OUI","OUI"]
["412346","CONNECTEURS FLEXIBLES GSIPFAD CONNECT M/F D.250 Lg 2m","4100","CONNECTEURS FLEXIBLES","Pièce",198.37,"OUI","OUI"]
["412347","CONNECTEURS FLEXIBLES GSIPFAD CONNECT M/F D.315 Lg 2m","4100","CONNECTEURS FLEXIBLES","Pièce",226.76,"OUI","OUI"]
["412353","CONNECTEURS FLEXIBLES GSIPFAD CONNECT F/F D.125 Lg 2m","4100","CONNECTEURS FLEXIBLES","Pièce",134,"OUI","OUI"]
["412354","CONNECTEURS FLEXIBLES GSIPFAD CONNECT F/F D.160 Lg 2m","4100","CONNECTEURS FLEXIBLES","Pièce",143.88,"OUI","OUI"]
["412355","CONNECTEURS FLEXIBLES GSIPFAD CONNECT F/F D.200 Lg 2m","4100","CONNECTEURS FLEXIBLES","Pièce",167.5,"OUI","OUI"]
["412356","CONNECTEURS FLEXIBLES GSIPFAD CONNECT F/F D.250 Lg 2m","4100","CONNECTEURS FLEXIBLES","Pièce",192.13,"OUI","OUI"]
["412357","CONNECTEURS FLEXIBLES GSIPFAD CONNECT F/F D.315 Lg 2m","4100","CONNECTEURS FLEXIBLES","Pièce",220.09,"OUI","OUI"]
["412401","CONNECTEURS FLEXIBLES AFC CONNECT M/M D.080 Lg 0,5m","4100","CONNECTEURS FLEXIBLES","Pièce",31.16,"OUI","OUI"]
["412402","CONNECTEURS FLEXIBLES AFC CONNECT M/M D.100 Lg 0,5m","4100","CONNECTEURS FLEXIBLES","Pièce",27.21,"OUI","OUI"]
["412403","CONNECTEURS FLEXIBLES AFC CONNECT M/M D.125 Lg 0,5m","4100","CONNECTEURS FLEXIBLES","Pièce",28.8,"OUI","OUI"]
["412404","CONNECTEURS FLEXIBLES AFC CONNECT M/M D.160 Lg 0,5m","4100","CONNECTEURS FLEXIBLES","Pièce",32.549999999999997,"OUI","OUI"]
["412405","CONNECTEURS FLEXIBLES AFC CONNECT M/M D.200 Lg 0,5m","4100","CONNECTEURS FLEXIBLES","Pièce",37.58,"OUI","OUI"]
["412406","CONNECTEURS FLEXIBLES AFC CONNECT M/M D.250 Lg 0,5m","4100","CONNECTEURS FLEXIBLES","Pièce",43.86,"OUI","OUI"]
["412407","CONNECTEURS FLEXIBLES AFC CONNECT M/M D.315 Lg 0,5m","4100","CONNECTEURS FLEXIBLES","Pièce",52.01,"OUI","OUI"]
["412411","CONNECTEURS FLEXIBLES AFC CONNECT M/F D.080 Lg 0,5m","4100","CONNECTEURS FLEXIBLES","Pièce",24.46,"OUI","OUI"]
["412412","CONNECTEURS FLEXIBLES AFC CONNECT M/F D.100 Lg 0,5m","4100","CONNECTEURS FLEXIBLES","Pièce",25.69,"OUI","OUI"]
["412413","CONNECTEURS FLEXIBLES AFC CONNECT M/F D.125 Lg 0,5m","4100","CONNECTEURS FLEXIBLES","Pièce",27.16,"OUI","OUI"]
["412414","CONNECTEURS FLEXIBLES AFC CONNECT M/F D.160 Lg 0,5m","4100","CONNECTEURS FLEXIBLES","Pièce",30.78,"OUI","OUI"]
["412415","CONNECTEURS FLEXIBLES AFC CONNECT M/F D.200 Lg 0,5m","4100","CONNECTEURS FLEXIBLES","Pièce",34.619999999999997,"OUI","OUI"]
["412416","CONNECTEURS FLEXIBLES AFC CONNECT M/F D.250 Lg 0,5m","4100","CONNECTEURS FLEXIBLES","Pièce",35.47,"OUI","OUI"]
["412417","CONNECTEURS FLEXIBLES AFC CONNECT M/F D.315 Lg 0,5m","4100","CONNECTEURS FLEXIBLES","Pièce",49.43,"OUI","OUI"]
["412421","CONNECTEURS FLEXIBLES AFC CONNECT F/F D.080 Lg 0,5m","4100","CONNECTEURS FLEXIBLES","Pièce",23.02,"OUI","OUI"]
["412422","CONNECTEURS FLEXIBLES AFC CONNECT F/F D.100 Lg 0,5m","4100","CONNECTEURS FLEXIBLES","Pièce",24.1,"OUI","OUI"]
["412423","CONNECTEURS FLEXIBLES AFC CONNECT F/F D.125 Lg 0,5m","4100","CONNECTEURS FLEXIBLES","Pièce",25.49,"OUI","OUI"]
["412424","CONNECTEURS FLEXIBLES AFC CONNECT F/F D.160 Lg 0,5m","4100","CONNECTEURS FLEXIBLES","Pièce",28.94,"OUI","OUI"]
["412425","CONNECTEURS FLEXIBLES AFC CONNECT F/F D.200 Lg 0,5m","4100","CONNECTEURS FLEXIBLES","Pièce",34.229999999999997,"OUI","OUI"]
["412426","CONNECTEURS FLEXIBLES AFC CONNECT F/F D.250 Lg 0,5m","4100","CONNECTEURS FLEXIBLES","Pièce",39.270000000000003,"OUI","OUI"]
["412427","CONNECTEURS FLEXIBLES AFC CONNECT F/F D.315 Lg 0,5m","4100","CONNECTEURS FLEXIBLES","Pièce",46.82,"OUI","OUI"]
["412431","CONNECTEURS FLEXIBLES AFC CONNECT M/M D.080 Lg 1m","4100","CONNECTEURS FLEXIBLES","Pièce",28.16,"OUI","OUI"]
["412432","CONNECTEURS FLEXIBLES AFC CONNECT M/M D.100 Lg 1m","4100","CONNECTEURS FLEXIBLES","Pièce",29.78,"OUI","OUI"]
["412433","CONNECTEURS FLEXIBLES AFC CONNECT M/M D.125 Lg 1m","4100","CONNECTEURS FLEXIBLES","Pièce",31.76,"OUI","OUI"]
["412434","CONNECTEURS FLEXIBLES AFC CONNECT M/M D.160 Lg 1m","4100","CONNECTEURS FLEXIBLES","Pièce",37.04,"OUI","OUI"]
["412435","CONNECTEURS FLEXIBLES AFC CONNECT M/M D.200 Lg 1m","4100","CONNECTEURS FLEXIBLES","Pièce",42.78,"OUI","OUI"]
["412436","CONNECTEURS FLEXIBLES AFC CONNECT M/M D.250 Lg 1m","4100","CONNECTEURS FLEXIBLES","Pièce",50.13,"OUI","OUI"]
["412437","CONNECTEURS FLEXIBLES AFC CONNECT M/M D.315 Lg 1m","4100","CONNECTEURS FLEXIBLES","Pièce",61.78,"OUI","OUI"]
["412441","CONNECTEURS FLEXIBLES AFC CONNECT M/F D.080 Lg 1m","4100","CONNECTEURS FLEXIBLES","Pièce",26.72,"OUI","OUI"]
["412442","CONNECTEURS FLEXIBLES AFC CONNECT M/F D.100 Lg 1m","4100","CONNECTEURS FLEXIBLES","Pièce",28.2,"OUI","OUI"]
["412443","CONNECTEURS FLEXIBLES AFC CONNECT M/F D.125 Lg 1m","4100","CONNECTEURS FLEXIBLES","Pièce",30.14,"OUI","OUI"]
["412444","CONNECTEURS FLEXIBLES AFC CONNECT M/F D.160 Lg 1m","4100","CONNECTEURS FLEXIBLES","Pièce",35.22,"OUI","OUI"]
["412445","CONNECTEURS FLEXIBLES AFC CONNECT M/F D.200 Lg 1m","4100","CONNECTEURS FLEXIBLES","Pièce",40.65,"OUI","OUI"]
["412446","CONNECTEURS FLEXIBLES AFC CONNECT M/F D.250 Lg 1m","4100","CONNECTEURS FLEXIBLES","Pièce",40.950000000000003,"OUI","OUI"]
["412447","CONNECTEURS FLEXIBLES AFC CONNECT M/F D.315 Lg 1m","4100","CONNECTEURS FLEXIBLES","Pièce",59.27,"OUI","OUI"]
["412451","CONNECTEURS FLEXIBLES AFC CONNECT F/F D.080 Lg 1m","4100","CONNECTEURS FLEXIBLES","Pièce",25.34,"OUI","OUI"]
["412452","CONNECTEURS FLEXIBLES AFC CONNECT F/F D.100 Lg 1m","4100","CONNECTEURS FLEXIBLES","Pièce",28.45,"OUI","OUI"]
["412453","CONNECTEURS FLEXIBLES AFC CONNECT F/F D.125 Lg 1m","4100","CONNECTEURS FLEXIBLES","Pièce",33.380000000000003,"OUI","OUI"]
["412454","CONNECTEURS FLEXIBLES AFC CONNECT F/F D.160 Lg 1m","4100","CONNECTEURS FLEXIBLES","Pièce",36.340000000000003,"OUI","OUI"]
["412455","CONNECTEURS FLEXIBLES AFC CONNECT F/F D.200 Lg 1m","4100","CONNECTEURS FLEXIBLES","Pièce",39.42,"OUI","OUI"]
["412456","CONNECTEURS FLEXIBLES AFC CONNECT F/F D.250 Lg 1m","4100","CONNECTEURS FLEXIBLES","Pièce",45.64,"OUI","OUI"]
["412457","CONNECTEURS FLEXIBLES AFC CONNECT F/F D.315 Lg 1m","4100","CONNECTEURS FLEXIBLES","Pièce",56.61,"OUI","OUI"]
["412461","CONNECTEURS FLEXIBLES AFC CONNECT M/M D.080 Lg 1,5m","4100","CONNECTEURS FLEXIBLES","Pièce",31.31,"OUI","OUI"]
["412462","CONNECTEURS FLEXIBLES AFC CONNECT M/M D.100 Lg 1,5m","4100","CONNECTEURS FLEXIBLES","Pièce",33.340000000000003,"OUI","OUI"]
["412463","CONNECTEURS FLEXIBLES AFC CONNECT M/M D.125 Lg 1,5m","4100","CONNECTEURS FLEXIBLES","Pièce",35.71,"OUI","OUI"]
["412464","CONNECTEURS FLEXIBLES AFC CONNECT M/M D.160 Lg 1,5m","4100","CONNECTEURS FLEXIBLES","Pièce",42.42,"OUI","OUI"]
["412465","CONNECTEURS FLEXIBLES AFC CONNECT M/M D.200 Lg 1,5m","4100","CONNECTEURS FLEXIBLES","Pièce",49.35,"OUI","OUI"]
["412466","CONNECTEURS FLEXIBLES AFC CONNECT M/M D.250 Lg 1,5m","4100","CONNECTEURS FLEXIBLES","Pièce",58.03,"OUI","OUI"]
["412467","CONNECTEURS FLEXIBLES AFC CONNECT M/M D.315 Lg 1,5m","4100","CONNECTEURS FLEXIBLES","Pièce",71.66,"OUI","OUI"]
["412471","CONNECTEURS FLEXIBLES AFC CONNECT M/F D.080 Lg 1,5m","4100","CONNECTEURS FLEXIBLES","Pièce",29.88,"OUI","OUI"]
["412472","CONNECTEURS FLEXIBLES AFC CONNECT M/F D.100 Lg 1,5m","4100","CONNECTEURS FLEXIBLES","Pièce",31.81,"OUI","OUI"]
["412473","CONNECTEURS FLEXIBLES AFC CONNECT M/F D.125 Lg 1,5m","4100","CONNECTEURS FLEXIBLES","Pièce",34.08,"OUI","OUI"]
["412474","CONNECTEURS FLEXIBLES AFC CONNECT M/F D.160 Lg 1,5m","4100","CONNECTEURS FLEXIBLES","Pièce",40.65,"OUI","OUI"]
["412475","CONNECTEURS FLEXIBLES AFC CONNECT M/F D.200 Lg 1,5m","4100","CONNECTEURS FLEXIBLES","Pièce",47.22,"OUI","OUI"]
["412476","CONNECTEURS FLEXIBLES AFC CONNECT M/F D.250 Lg 1,5m","4100","CONNECTEURS FLEXIBLES","Pièce",48.86,"OUI","OUI"]
["412477","CONNECTEURS FLEXIBLES AFC CONNECT M/F D.315 Lg 1,5m","4100","CONNECTEURS FLEXIBLES","Pièce",69.150000000000006,"OUI","OUI"]
["412481","CONNECTEURS FLEXIBLES AFC CONNECT F/F D.080 Lg 1,5m","4100","CONNECTEURS FLEXIBLES","Pièce",28.45,"OUI","OUI"]
["412482","CONNECTEURS FLEXIBLES AFC CONNECT F/F D.100 Lg 1,5m","4100","CONNECTEURS FLEXIBLES","Pièce",30.18,"OUI","OUI"]
["412483","CONNECTEURS FLEXIBLES AFC CONNECT F/F D.125 Lg 1,5m","4100","CONNECTEURS FLEXIBLES","Pièce",32.4,"OUI","OUI"]
["412484","CONNECTEURS FLEXIBLES AFC CONNECT F/F D.160 Lg 1,5m","4100","CONNECTEURS FLEXIBLES","Pièce",38.78,"OUI","OUI"]
["412485","CONNECTEURS FLEXIBLES AFC CONNECT F/F D.200 Lg 1,5m","4100","CONNECTEURS FLEXIBLES","Pièce",45.99,"OUI","OUI"]
["412486","CONNECTEURS FLEXIBLES AFC CONNECT F/F D.250 Lg 1,5m","4100","CONNECTEURS FLEXIBLES","Pièce",53.54,"OUI","OUI"]
["412487","CONNECTEURS FLEXIBLES AFC CONNECT F/F D.315 Lg 1,5m","4100","CONNECTEURS FLEXIBLES","Pièce",66.489999999999995,"OUI","OUI"]
["510001","BANDE PVC 50x33 RUBAN ADHESIF PVC GRIS","5102","BANDE D'ETANCHEITE","Rl",9.7100000000000009,"OUI","OUI"]
["510002","BANDE PVC 50x33 RUBAN ADHESIF PVC BLANC","5102","BANDE D'ETANCHEITE","Rl",17.2,"OUI","OUI"]
["510003","BANDE PVC 50x33 RUBAN ADHESIF PVC NOIR","5102","BANDE D'ETANCHEITE","Rl",9.26,"OUI","OUI"]
["510007","BANDE ALUMINIUM ADHESIVE 45mlx100mm 30µ","5102","BANDE D'ETANCHEITE","Rl",36.83,"OUI","OUI"]
["510008","BANDE ALUMINIUM ADHESIVE AVEC GRILLE 50mx50","5102","BANDE D'ETANCHEITE","Rl",21.86,"OUI","OUI"]
["510010","BANDE ALUMINIUM ADHESIVE 50mlx 50mm 40µ","5102","BANDE D'ETANCHEITE","Rl",12.77,"OUI","OUI"]
["510011","BANDE ALUMINIUM ADHESIVE 50mlx 63mm 40µ","5102","BANDE D'ETANCHEITE","Rl",17.02,"OUI","OUI"]
["510012","BANDE ALUMINIUM ADHESIVE 50mlx 75mm 40µ","5102","BANDE D'ETANCHEITE","Rl",19.14,"OUI","OUI"]
["510018","DUCT G 50ml x 50mm RUBAN ADHESIF POLYESTER-COTON INTERIEUR","5102","BANDE D'ETANCHEITE","Rl",22.37,"OUI","OUI"]
["510020","SF682 50mlx 48mm BANDE ADHESIVE TOILEE ALUMINISEE","5102","BANDE D'ETANCHEITE","Rl",37.450000000000003,"OUI","OUI"]
["510021","SF682 50mlx 72mm BANDE ADHESIVE TOILEE ALUMINISEE","5102","BANDE D'ETANCHEITE","Rl",56.18,"OUI","OUI"]
["611202","COLLIERS NYLON  290mm x 4,8mm (SACHET DE 100 PIECES)","4401","COLLIERS DE SERRAGE","Sachet",15.38,"OUI","OUI"]
["611203","COLLIERS NYLON  390mm x 4,8mm (SACHET DE 100 PIECES)","4401","COLLIERS DE SERRAGE","Sachet",18.8,"OUI","OUI"]
["611204","COLLIERS NYLON  610mm x 9mm (SACHET DE 100 PIECES / D.160)","4401","COLLIERS DE SERRAGE","Sachet",58.04,"OUI","OUI"]
["611205","COLLIERS NYLON  914mm x 9mm (SACHET DE 100 PIECES / D.250)","4401","COLLIERS DE SERRAGE","Sachet",87.72,"OUI","OUI"]
["611206","COLLIERS NYLON 1219mm x 9mm (SACHET DE  50 PIECES / D.355)","4401","COLLIERS DE SERRAGE","Sachet",80.97,"OUI","OUI"]
["652016","FDC1/2-COUTEAU POLYVALENT POUR GAINE FLEXIBLE","2049","OUTILLAGES VENTILATION","Pièce",162.37,"OUI","OUI"]
["820201","BA EMBOUT DE CONDUIT EX1-GAS AUTO D075 TROU ASPIRATION D100","4305","CONDUITS FLEX. INDUSTRIELS","Pièce",473.67,"OUI","OUI"]
["820203","BA EMBOUT DE CONDUIT EX1-GAS AUTO D100 TROU ASPIRATION D140","4305","CONDUITS FLEX. INDUSTRIELS","Pièce",556.91,"OUI","OUI"]
["820207","BA EMBOUT DE CONDUIT EX1-GAS AUTO D125 TROU ASPIRATION D140","4305","CONDUITS FLEX. INDUSTRIELS","Pièce",556.91,"OUI","OUI"]
["820208","BA EMBOUT DE CONDUIT EX1-GAS AUTO D125 TROU ASPIRATION D180","4305","CONDUITS FLEX. INDUSTRIELS","Pièce",685.23,"OUI","OUI"]
["820231","BGN EMBOUT DE CONDUIT EX1-GAS AUTO D075 TROU ASPIRATION D140","4305","CONDUITS FLEX. INDUSTRIELS","Pièce",435.02,"OUI","OUI"]
["820232","BGN EMBOUT DE CONDUIT EX1-GAS AUTO D100 TROU ASPIRATION D140","4305","CONDUITS FLEX. INDUSTRIELS","Pièce",435.02,"OUI","OUI"]
["820233","BGN EMBOUT DE CONDUIT EX1-GAS AUTO D100 TROU ASPIRATION D200","4305","CONDUITS FLEX. INDUSTRIELS","Pièce",625.77,"OUI","OUI"]
["820234","BGN EMBOUT DE CONDUIT EX1-GAS AUTO D125 TROU ASPIRATION D140","4305","CONDUITS FLEX. INDUSTRIELS","Pièce",480.61,"OUI","OUI"]
["820235","BGN EMBOUT DE CONDUIT EX1-GAS AUTO D125 TROU ASPIRATION D200","4305","CONDUITS FLEX. INDUSTRIELS","Pièce",640.13,"OUI","OUI"]
["922008","COLLIER FIL D.080","4401","COLLIERS DE SERRAGE","Pièce",0.68,"OUI","OUI"]
["922012","COLLIER FIL D.100","4401","COLLIERS DE SERRAGE","Pièce",0.82,"OUI","OUI"]
["922018","COLLIER FIL D.125","4401","COLLIERS DE SERRAGE","Pièce",0.84,"OUI","OUI"]
["922024","COLLIER FIL D.160","4401","COLLIERS DE SERRAGE","Pièce",0.95,"OUI","OUI"]
["922028","COLLIER FIL D.200","4401","COLLIERS DE SERRAGE","Pièce",1.06,"OUI","OUI"]
["922032","COLLIER FIL D.250","4401","COLLIERS DE SERRAGE","Pièce",1.1499999999999999,"OUI","OUI"]
["922036","COLLIER FIL D.315","4401","COLLIERS DE SERRAGE","Pièce",1.37,"OUI","OUI"]
["922038","COLLIER FIL D.355","4401","COLLIERS DE SERRAGE","Pièce",1.96,"OUI","OUI"]
["922040","COLLIER FIL D.400","4401","COLLIERS DE SERRAGE","Pièce",2.4500000000000002,"OUI","OUI"]
["922042","COLLIER FIL D.450","4401","COLLIERS DE SERRAGE","Pièce",2.86,"OUI","OUI"]
["922044","COLLIER FIL D.500","4401","COLLIERS DE SERRAGE","Pièce",3.27,"OUI","OUI"]
["922046","COLLIER FIL D.560","4401","COLLIERS DE SERRAGE","Pièce",3.97,"OUI","OUI"]
["922050","COLLIER FIL D.630","4401","COLLIERS DE SERRAGE","Pièce",4.41,"OUI","OUI"]
["922400","CX 60/125 - COLLIER DE SERRAGE","4401","COLLIERS DE SERRAGE","Pièce",1.19,"OUI","OUI"]
["922404","CX 60/175-COLLIER DE SERRAGE","4401","COLLIERS DE SERRAGE","Pièce",1.26,"OUI","OUI"]
["922406","CX 60/225 - COLLIER DE SERRAGE","4401","COLLIERS DE SERRAGE","Pièce",1.71,"OUI","OUI"]
["922410","CX 60/275 - COLLIER DE SERRAGE","4401","COLLIERS DE SERRAGE","Pièce",1.9,"OUI","OUI"]
["922412","CX 60/350 - COLLIER DE SERRAGE","4401","COLLIERS DE SERRAGE","Pièce",2.2000000000000002,"OUI","OUI"]
["922416","CX 60/400 - COLLIER DE SERRAGE","4401","COLLIERS DE SERRAGE","Pièce",2.38,"OUI","OUI"]
["922418","CX 60/550 - COLLIER DE SERRAGE","4401","COLLIERS DE SERRAGE","Pièce",3.26,"OUI","OUI"]
["922420","CX 60/630 - COLLIER DE SERRAGE","4401","COLLIERS DE SERRAGE","Pièce",4.43,"OUI","OUI"]
["922602","PINCE POUR COLLIER NYLON","2049","OUTILLAGES VENTILATION","Pièce",61.39,"OUI","OUI"]
["922604","CAGE A VIS BASCULANTE POUR BANDE CRANTEE INOX (50pces)","4401","COLLIERS DE SERRAGE","Boite",41.35,"OUI","OUI"]
["922605","BANDE CRANTEE INOX 430 (RL.30ml)","4401","COLLIERS DE SERRAGE","Rl",38.979999999999997,"OUI","OUI"]
["923400","PRF 080 - PIQUAGE FIBER","3121","ACCESSOIRES LDV (CLIPS,OUTILS)","Pièce",8.19,"OUI","OUI"]
["923402","PRF 100 - PIQUAGE FIBER","3121","ACCESSOIRES LDV (CLIPS,OUTILS)","Pièce",8.39,"OUI","OUI"]
["923404","PRF 125 - PIQUAGE FIBER","3121","ACCESSOIRES LDV (CLIPS,OUTILS)","Pièce",9.48,"OUI","OUI"]
["923408","PRF 160 - PIQUAGE FIBER","3121","ACCESSOIRES LDV (CLIPS,OUTILS)","Pièce",9.68,"OUI","OUI"]
["923412","PRF 200 - PIQUAGE FIBER","3121","ACCESSOIRES LDV (CLIPS,OUTILS)","Pièce",11.36,"OUI","OUI"]
["923416","PRF 250 - PIQUAGE FIBER","3121","ACCESSOIRES LDV (CLIPS,OUTILS)","Pièce",13.99,"OUI","OUI"]
["923422","PRF 315 - PIQUAGE FIBER","3121","ACCESSOIRES LDV (CLIPS,OUTILS)","Pièce",19.420000000000002,"OUI","OUI"]
["923426","PRF 355 - PIQUAGE FIBER","3121","ACCESSOIRES LDV (CLIPS,OUTILS)","Pièce",31.87,"OUI","OUI"]
["923428","PRF 400 - PIQUAGE FIBER","3121","ACCESSOIRES LDV (CLIPS,OUTILS)","Pièce",35.869999999999997,"OUI","OUI"]
["923430","PRF 450 - PIQUAGE FIBER","3121","ACCESSOIRES LDV (CLIPS,OUTILS)","Pièce",44.76,"OUI","OUI"]
["923432","PRF 500 - PIQUAGE FIBER","3121","ACCESSOIRES LDV (CLIPS,OUTILS)","Pièce",50.99,"OUI","OUI"]
["923434","PRF 560 - PIQUAGE FIBER","3121","ACCESSOIRES LDV (CLIPS,OUTILS)","Pièce",63.07,"OUI","OUI"]
["923453","PPAV125 PIQUAGE PLASTIQUE A VISSER D.125 POUR FLEXIBLE","3121","ACCESSOIRES LDV (CLIPS,OUTILS)","Pièce",12.25,"OUI","OUI"]
["923454","PPAV160 PIQUAGE PLASTIQUE A VISSER D.160 POUR FLEXIBLE","3121","ACCESSOIRES LDV (CLIPS,OUTILS)","Pièce",13.94,"OUI","OUI"]
["923455","PPAV200 PIQUAGE PLASTIQUE A VISSER D.200 POUR FLEXIBLE","3121","ACCESSOIRES LDV (CLIPS,OUTILS)","Pièce",14.32,"OUI","OUI"]
["923456","PPAV250 PIQUAGE PLASTIQUE A VISSER D.250 POUR FLEXIBLE","3121","ACCESSOIRES LDV (CLIPS,OUTILS)","Pièce",15.62,"OUI","OUI"]
["938301","MASTIC ACRYLIQUE GRIS CLIMASEAL / CART.280 ml","5101","MASTIC D'ETANCHEITE","Pièce",5.73,"OUI","OUI"]
["938305","MASTIC ACRYLIQUE GRIS IDENDEN 40-320 / POT DE 6Kgs","5101","MASTIC D'ETANCHEITE","Pot",54.18,"OUI","OUI"]
["938351","MASTIC ACRYLIQUE 621 GRIS / POT DE 6 KGS","5101","MASTIC D'ETANCHEITE","Pot",62.82,"OUI","OUI"]
["938352","MASTIC ACRYLIQUE 621 GRIS / POT DE 1 KG","5101","MASTIC D'ETANCHEITE","Pot",15.38,"OUI","OUI"]
["938353","MASTIC ACRYLIQUE ACO 220 GRIS / CART.300 ml","5101","MASTIC D'ETANCHEITE","Pièce",7.08,"OUI","OUI"]
["938506","MASTIC ACRYLIQUE ACO 220 BLANC / CART. 300ml","5101","MASTIC D'ETANCHEITE","Pièce",9.26,"OUI","OUI"]
["938507","MASTIC SILICONE GRIS NEUTRE ACO720 CART.","5101","MASTIC D'ETANCHEITE","Pièce",10.45,"OUI","OUI"]
["938508","MASTIC SILICONE BLANC NEUTRE ACO722 CART.","5101","MASTIC D'ETANCHEITE","Pièce",10.45,"OUI","OUI"]
["938510","MASTIC SILICONE  ACO 720 BLANC / CART. 300ml","5101","MASTIC D'ETANCHEITE","Pièce",13.63,"OUI","OUI"]
["938511","MASTIC SILICONE SANITAIRE TRANSPARENT 310 ml","5101","MASTIC D'ETANCHEITE","Pièce",13.63,"OUI","OUI"]
["938512","MASTIC SILICONE NOIR NEUTRE ACO722 CART.","5101","MASTIC D'ETANCHEITE","Pièce",10.45,"OUI","OUI"]
["938513","MASTIC SILICONE NEUTRE ACO720 TRANSLUCIDE","5101","MASTIC D'ETANCHEITE","Pièce",12.11,"OUI","OUI"]
["938550","MASTIC SILICONE DETAFIRE (Coupe-Feu) BLANC / CART. 310ml","5101","MASTIC D'ETANCHEITE","Pièce",30.69,"OUI","OUI"]
["938552","MASTIC SILICONE TECSIL 5050 (Haute Température) ROUGE / CART. 300ml","5101","MASTIC D'ETANCHEITE","Pièce",34.86,"OUI","OUI"]
["938600","PISTOLET A CARTOUCHE MASTIC","5101","MASTIC D'ETANCHEITE","Pièce",14.49,"OUI","OUI"]
["938602","PINCEAU PLAT A MASTIC LG:40mm","5101","MASTIC D'ETANCHEITE","Pièce",3.25,"OUI","OUI"]
["938652","BAR INT 50mm x 15ml BANDE AUTO RETRACTABLE INTERIEUR","5102","BANDE D'ETANCHEITE","Rl",34.82,"OUI","OUI"]
["938653","BAR INT 50mm x 15ml EP 0,8mm BANDE AUTO RETRACTABLE INTERIEUR","5102","BANDE D'ETANCHEITE","Rl",39.18,"OUI","OUI"]
["938654","BAR INT 75mm x 15ml BANDE AUTO RETRACTABLE INTERIEUR","5102","BANDE D'ETANCHEITE","Rl",52.23,"OUI","OUI"]
["938655","BAR INT 75mm x 15ml EP 0,8mm BANDE AUTO RETRACTABLE INTERIEUR","5102","BANDE D'ETANCHEITE","Rl",58.75,"OUI","OUI"]
["938750","BAR EXT 50mm x15ml BANDE AUTO RETRACTABLE EXTERIEUR ALU","5102","BANDE D'ETANCHEITE","Rl",40.61,"OUI","OUI"]
["938752","BAR EXT 75mm x15ml BANDE AUTO RETRACTABLE EXTERIEUR ALU","5102","BANDE D'ETANCHEITE","Rl",60.92,"OUI","OUI"]
["942702","DISQUE A TRONCONNER MOYEU PLAT 115 x 1.6","5301","ACC MONTAGE/VISSERIES-BOULONNERIES","Pièce",9.7200000000000006,"OUI","OUI"]
["942706","DISQUE A TRONCONNER MOYEU PLAT 125 x 1.6","5301","ACC MONTAGE/VISSERIES-BOULONNERIES","Pièce",10.24,"OUI","OUI"]
["942710","DISQUE A TRONCONNER MOYEU BOMBE 230 x 2.0","5301","ACC MONTAGE/VISSERIES-BOULONNERIES","Pièce",21.54,"OUI","OUI"]
["942712","DISQUE A TRONCONNER INOX AS 46 T INOX MOYEU PLAT 125 x 1.6","5301","ACC MONTAGE/VISSERIES-BOULONNERIES","Pièce",4.0999999999999996,"OUI","OUI"]
["942714","DISQUE A TRONCONNER INOX AS 46 T INOX MOYEU PLAT 115 x 1.6","5301","ACC MONTAGE/VISSERIES-BOULONNERIES","Pièce",4.0999999999999996,"OUI","OUI"]
["942716","DISQUE A TRONCONNER INOX AS 46 T INOX-BF MOYEU BOMBE 230 x 1.9","5301","ACC MONTAGE/VISSERIES-BOULONNERIES","Pièce",8.5,"OUI","OUI"]
["942718","DISQUE A MEULER A30T MOYEU BOMBE 125 x 6","5301","ACC MONTAGE/VISSERIES-BOULONNERIES","Pièce",7.33,"OUI","OUI"]
["942720","DISQUE ABRASIF A LAMELLES G-AZ A 40 GRAIN 40 MOYEU PLAT 125 x 22.2","5301","ACC MONTAGE/VISSERIES-BOULONNERIES","Pièce",10.73,"OUI","OUI"]
["942722","DISQUE ABRASIF A LAMELLES G-AZ A 60 GRAIN 60 MOYEU PLAT 125 x 22.2","5301","ACC MONTAGE/VISSERIES-BOULONNERIES","Pièce",10.73,"OUI","OUI"]
["942802","EMBOUT DE VISSAGE TCC TYPE S2 VIS 4,2 & 4,8","5301","ACC MONTAGE/VISSERIES-BOULONNERIES","Pièce",2.84,"OUI","OUI"]
["942806","EMBOUT DE VISSAGE TH D.7 VIS 4,2","5301","ACC MONTAGE/VISSERIES-BOULONNERIES","Pièce",8.65,"OUI","OUI"]
["942808","EMBOUT DE VISSAGE TH D.8 VIS 4,8","5301","ACC MONTAGE/VISSERIES-BOULONNERIES","Pièce",8.65,"OUI","OUI"]
["942932","RIVETS ALU 4 x 10 (1000 Pces)","5301","ACC MONTAGE/VISSERIES-BOULONNERIES","Cent",7.88,"OUI","OUI"]
["943102","TCC 4.2x13 - VIS AUTOPERCEUSE (PAR 1000)","5301","ACC MONTAGE/VISSERIES-BOULONNERIES","Boite",32.119999999999997,"OUI","OUI"]
["943104","TCC 4.2x16 - VIS AUTOPERCEUSE (PAR 1000)","5301","ACC MONTAGE/VISSERIES-BOULONNERIES","Boite",34.799999999999997,"OUI","OUI"]
["943106","TCC 4.8x16 - VIS AUTOPERCEUSE (PAR 1000)","5301","ACC MONTAGE/VISSERIES-BOULONNERIES","Boite",46.83,"OUI","OUI"]
["943108","TCC 4.8x19-VIS AUTOPERCEUSE (PAR 1000)","5301","ACC MONTAGE/VISSERIES-BOULONNERIES","Boite",52.43,"OUI","OUI"]
["943110","TH 4.2x16 - VIS AUTOPERCEUSE (PAR 1000)","5301","ACC MONTAGE/VISSERIES-BOULONNERIES","Boite",43.9,"OUI","OUI"]
["943112","TH 4.8x16 - VIS AUTOPERCEUSE (PAR 1000)","5301","ACC MONTAGE/VISSERIES-BOULONNERIES","Boite",58.11,"OUI","OUI"]
["943114","TH 4.8x19 - VIS AUTOPERCEUSE (PAR 1000)","5301","ACC MONTAGE/VISSERIES-BOULONNERIES","Boite",62.35,"OUI","OUI"]
["943116","TH 4.2x13 - VIS AUTOPERCEUSE (PAR 1000)","5301","ACC MONTAGE/VISSERIES-BOULONNERIES","Boite",40.14,"OUI","OUI"]